## User Guide
LAST UPDATED: 1/10/2011
Jordan: Waste Water Collection and Treatment: As Samra Expansion Project and Zarqa Wastewater Network Reinforcement Expansion Project
PROJECT NAME | Jordan: Waste Water Collection and Treatment: As Samra Expansion Project and Zarqa Wastewater Network Reinforcement Expansion Project
SPREADSHEET VERSION | Investment memo, final*
DATE | 2011-01-18
AMOUNT OF MCC FUNDS | $158.50 million
PROJECT DESCRIPTION | The GOJ is interested in expanding the plant’s hydraulic capacity to 364,800 cubic meters per day, an increase of 37 percent, with upgrades to handle higher TSS loads. The proposed expansion is expected to meet the region’s wastewater treatment needs at least through 2025.
BENEFIT STREAMS INCLUDED IN THE ERR | - Net change in value of assets for connected urban beneficiaries (serving also as a proxy measure of avoided environmental health costs).
-Avoided loss of local agricultural added value due to environmental contamination.
-Reduced cost to the economy of satisfying basic populatin and commercial demands for water through the expanded reuse of treated waste water in agriculture.
BENEFIT STREAMS INCLUDED IN THE ERR | The Zarqa Wastewater Expansion Project and As Samra Expansion Project are expected to provide improvements to the availability of water, reductions to the operations and maintenance demands on the water supply network, lowered costs associated with producing and delivering water to customers, and limits to the need for additional groundwater extraction, thereby easing demand on the aquifers that provide drinking water to Amman and Zarqa Governorates.
COSTS INCLUDED IN THE ERR (OTHER THAN COSTS BORNE BY MCC) | None
ESTIMATED ERR AND TIME HORIZON | 13.5% over 20 years
WORKSHEETS IN THIS FILE
Activity Description
This sheet should be read first, as it offers a summary of the project, a list of components, and states the economic rationale for the project.
ERR & Sensitivity Analysis
This sheet contains brief summary of the As Samra and Zarqa Wastewater expansions projects including key parameters and ERR calculations, giving the user the opportunity to test the sensitivity to the ERR of various changes in parameters.
Combined Cost-Benefit
This sheet contains the details for how the ERR was calculated over the 20 year project.
P2-Streams
Analysis of maintenance and investment costs with and without the project.
Data
Presents assumptions used throughout the ERR model
Sept_Proj_Streams
Economic analysis of septage treatment options
Agriculture
Listing of agricultural parameters that contribute to the economic analysis of the overall project

## Activity Description
MILLENNIUM CHALLENGE CORPORATION
Jordan: Wastewater Collection and Treatment: As Samra Expansion Project and Zarqa Wastewater Network Reinforcement Expansion Project
Project Description
Summary
The Wastewater Collection and Treatment Project and the Zarqa Network Reinforcement project provides the Zarqa and amman governorates with a more efficient wastewater treatment plant to improve the quality of wastewater flowing into the Jordan Valley. The project also provides reinforcement to the wastewater system within Zarqa by reinforcing the sewer lines in the governorate. Due to the shared goals of these two projects the ERR calculated is a combined ERR including both projects.
Components
The Wastewater Collection and Treatment Project's proposed expansion to the As Samra Wastewater treatment plant is expected to increase the plants hydraulic capacity by 37% and is expected to last until further maintenance is required in 2025.
The Zarqa Wastewater Network Reinforcement Project will be carried out in these two steps:
1. Upgrading existing trunk lines to reduce blockages and overflows and
2. Expanding the current trunk lines to increase coverage and provide improved wastewater collection in East and West Zarga.
Economic Rationale
The Wastewater Network Project will result in collection of additional quantities of wastewater to be conveyed to the proposed expanded As-Samra Wastewater Treatment Plant, which serves large shares of the total population in Zarqa Governorate and neighboring Amman Governorate. In doing so, the project is expected to contribute to an increase in the substitution of high-quality treated wastewater for fresh surface water used in irrigation throughout downstream portions of the lower and middle Jordan Valley.
The Zarqa and Amman governorates water treatment needs will not be met with the current system, and the proposed As Samra Expansion Project will provide the water treatment needed for these governorates.
LAST UPDATED: 1/10/2011

## ERR & Sensitivity Analysis
Jordan: Waste Water Collection and Treatment: As Samra Expansion Project and Zarqa Wastewater Network Reinforcement Expansion Project
LAST UPDATED: 1/10/2011
NOTES:
Change the "User Input" cells in the table below to see the effect on the compact's Economic Rate of Return (ERR) and net benefits (see chart below). To reset all values to the default MCC estimates, click the "Reset Parameters" button at right. Be sure to reset all summary parameters to their original values ("MCC Estimate" values) before changing specific parameters.
Parameter type | Description of Key Parameters | Parameter Values
|  | User Input | MCC Estimate | Plausible range | Values used in ERR computation | All summary parameters set to initial values?
Summary | Actual costs as a percentage of estimated costs | 100% | 100% | 80% - 120% | 100% | Y
Summary | Actual benefits as a percentage of estimated benefits | 100% | 100% | 80% - 120% | 100%
Specific | Percentage of required agricultural water that will be supplied with the project. | 66% | 66% | 50-80% | 66% | All specific parameters set to initial values?
Specific | High-Value crop cultivation revenue per HA, PPP | 2285 | 2285 | 1800-2600 | 2285 | Y
0
| Economic rate of return (ERR): | 13.52% |  |  |  | More Info
Activity Description
| MCC Estimated ERRs: |  | Original |  |  | User's Guide
|  | ERR | 13.5%
|  | Date | 2011-01-10
| Present Value (PV) of Benefits: | 296984948.0421
| Present Value (PV) of MCC Costs: | 248133583.4775

## Combined Cost-Benefit
Millenium Challenge Corporation
Jordan: Waste Water Collection and Treatment: As Samra Expansion Project and Zarqa Wastewater Network Reinforcement Expansion Project
0 | [5 empty] | LAST UPDATED: 1/10/2011
As Samra reaches capacity utilization in 2014
P2 is Built in Future with Project and not Builit in Future without Project (Change in Water Flows without and with Project)
New Treatment Facility Built in 2025 | Investment Year | 0 | 1 | 2 | 3 | 4 | 5 | 6 | 7 | 8 | 9 | 10 | 11 | 12 | 13 | 14 | 15 | 16 | 17 | 18 | 19 | 20
| Calendar Year | 2010 | 2011 | 2012 | 2013 | 2014 | 2015 | 2016 | 2017 | 2018 | 2019 | 2020 | 2021 | 2022 | 2023 | 2024 | 2025 | 2026 | 2027 | 2028 | 2029 | 2030
Amman population |  | 1850000 | 1905500 | 1962665 | 2021545 | 2082191 | 2144657 | 2208997 | 2275267 | 2343525 | 2413831 | 2486246 | 2560833 | 2637658 | 2716788 | 2798292 | 2882241 | 2968708 | 3057769 | 3149502 | 3243987 | 3341307
Amman population generating flows directly to As Samra |  | 1421500 | 1464145 | 1508069.45 | 1553311.85 | 1599910.63 | 1647908.01 | 1697345.21 | 1748265.31 | 1800713.25 | 1854734.83 | 1910376.78 | 1967687.69 | 2026717.94 | 2087519.84 | 2150145.56 | 2214650.13 | 2281089.44 | 2349522.17 | 2420007.86 | 2492607.91 | 2567386.51
Amman waste water generation (l/p/d) |  | 103 | 103 | 103 | 103 | 104 | 104 | 104 | 104 | 104 | 104 | 104 | 104 | 104 | 104 | 104 | 104 | 104 | 104 | 104 | 104 | 105
Flow, Amman (MCM) |  | 53441292.5 | 55044531.275 | 56695870.9728 | 58396759.0008 | 60732607.5148 | 62554588.0596 | 64431224.1716 | 66364151.1676 | 68355074.97 | 70405734.1468 | 72517902.5688 | 74693424.7124 | 76934213.0024 | 79242253.1264 | 81619525.4576 | 84068118.9348 | 86590155.1424 | 89187861.5732 | 91863498.3656 | 94619396.2636 | 98395087.9958
Flow, Amman (m3/d) |  | 146414.5 | 150806.935 | 155331.1534 | 159991.1206 | 166390.7055 | 171382.433 | 176523.9018 | 181819.5922 | 187274.178 | 192892.4223 | 198679.1851 | 204639.5198 | 210778.6658 | 217102.0634 | 223615.1382 | 230323.6135 | 237233.3018 | 244350.3057 | 251680.8174 | 259231.2226 | 269575.5836
Zarqa population |  | 921450 | 949094 | 977567 | 1006894 | 1037101 | 1068214 | 1100260 | 1133268 | 1167266 | 1202284 | 1238353 | 1275504 | 1313769 | 1353182 | 1393777 | 1435590 | 1478658 | 1523018 | 1568709 | 1615770 | 1664243 |  | 1198254.96
Zarqa population with sewer service w/o project |  | 663444 | 683347.68 | 703848.24 | 724963.68 | 746712.72 | 769114.08 | 792187.2 | 815952.96 | 840431.52 | 865644.48 | 891614.16 | 918362.88 | 945913.68 | 974291.04 | 1003519.44 | 1033624.8 | 1064633.76 | 1096572.96 | 1129470.48 | 1163354.4 | 1198254.96
With project phasing of target level % of population connections | [6 empty] | 50% | 100% | 100% | 100% | 100% | 100% | 100% | 100% | 100% | 100% | 100% | 100% | 100% | 100% | 100% | 100%
Zarqa population with sewer service w project |  | 663444 | 683347.68 | 703848.24 | 724963.68 | 746712.72 | 838547.99 | 935221 | 963277.8 | 992176.1 | 1021941.4 | 1052600.05 | 1084178.4 | 1116703.65 | 1150204.7 | 1184710.45 | 1220251.5 | 1256859.3 | 1294565.3 | 1333402.65 | 1373404.5 | 1414606.55 | 0 | 862743.5712 | 0
Zarqa waste water generation (l/p/d) |  | 58 | 58 | 58 | 58 | 83 | 83 | 83 | 83 | 83 | 84 | 84 | 84 | 84 | 84 | 86 | 86 | 86 | 86 | 86 | 87 | 88
Zarqa population waste water flow (MCM) |  | 14045109.48 | 14466470.3856 | 14900467.2408 | 15347481.1056 | 22621661.8524 | 25403811.357 | 28332520.195 | 29182500.951 | 30057974.9495 | 31332723.324 | 32272717.533 | 33240909.744 | 34238133.909 | 35265276.102 | 37188061.0255 | 38303694.585 | 39452813.427 | 40636404.767 | 41855509.1835 | 43612459.8975 | 45437162.386
Zarqa population waste water flow (m3/d) |  | 38479.752 | 39634.1654 | 40823.1979 | 42047.8934 | 61977.1558 | 69599.4832 | 77623.343 | 79952.0574 | 82350.6163 | 85843.0776 | 88418.4042 | 91070.9856 | 93803.1066 | 96617.1948 | 101885.0987 | 104941.629 | 108089.8998 | 111332.6158 | 114672.6279 | 119486.1915 | 124485.3764
Zarqa population unconnected to waste water system |  | 258006 | 265746.32 | 273718.76 | 281930.32 | 290388.28 | 229666.01 | 165039 | 169990.2 | 175089.9 | 180342.6 | 185752.95 | 191325.6 | 197065.35 | 202977.3 | 209066.55 | 215338.5 | 221798.7 | 228452.7 | 235306.35 | 242365.5 | 249636.45
Water collected from cess pits (MCM) |  | 2730993.51 | 2812924.7972 | 2897313.0746 | 2984232.4372 | 4398656.4713 | 3478865.8865 | 2499928.2525 | 2574926.5545 | 2652174.2602 | 2764652.058 | 2847592.7235 | 2933021.448 | 3021011.8155 | 3111642.009 | 3281299.5023 | 3379737.7575 | 3481130.5965 | 3585565.1265 | 3693133.1633 | 3848158.2262 | 4009161.387
Amman Population generating flows to WZPS |  | 299000 | 307970 | 317209 | 326725 | 336527 | 346623 | 357022 | 367733 | 378765 | 390128 | 401832 | 413887 | 426304 | 439093 | 452266 | 465834 | 479809 | 494203 | 509029 | 524300 | 540029
Amman Population waste water flow to WZPS (MCM) |  | 11240905 | 11578132.15 | 11925472.355 | 12283226.375 | 12774564.92 | 13157809.08 | 13552555.12 | 13959144.68 | 14377919.4 | 14809258.88 | 15253542.72 | 15711150.52 | 16182499.84 | 16667970.28 | 17168017.36 | 17683058.64 | 18213549.64 | 18759945.88 | 19322740.84 | 19902428 | 20696611.425
Amman Population waste water flow to WZPS (m3/d) |  | 30797 | 31720.91 | 32672.527 | 33652.675 | 34998.808 | 36048.792 | 37130.288 | 38244.232 | 39391.56 | 40573.312 | 41790.528 | 43044.248 | 44335.616 | 45665.672 | 47035.664 | 48446.736 | 49900.136 | 51397.112 | 52939.016 | 54527.2 | 56703.045
Total Amman Population waste water flow to As Samra (MCM) |  | 64682197.5 | 66622663.425 | 68621343.3278 | 70679985.3758 | 73507172.4348 | 75712397.1396 | 77983779.2916 | 80323295.8476 | 82732994.37 | 85214993.0268 | 87771445.2888 | 90404575.2324 | 93116712.8424 | 95910223.4064 | 98787542.8176 | 101751177.5748 | 104803704.7824 | 107947807.4532 | 111186239.2056 | 114521824.2636 | 119091699.4208
Potential flow from Zarqa pumping stations (MCM) |  | 27000000 | 28857527.3328 | 29723252.6704 | 30614939.9178 | 39794883.2437 | 42040486.3235 | 44385003.5675 | 45716572.1855 | 47088068.6097 | 48906634.262 | 50373852.9765 | 51885081.712 | 53441645.5645 | 55044888.391 | 57637377.8877 | 59366490.9825 | 61147493.6635 | 62981915.7735 | 64871383.1867 | 67363046.1238 | 70142935.198
Potential flow from Zarqa pumping stations (m3/d) |  | 73972.6027 | 79061.7187 | 81433.569 | 83876.5477 | 109027.0774 | 115179.4146 | 121602.7495 | 125250.8827 | 129008.4071 | 133990.7788 | 138010.5561 | 142150.9088 | 146415.4673 | 150807.9134 | 157910.6243 | 162647.9205 | 167527.3799 | 172553.1939 | 177729.8169 | 184556.2908 | 192172.4252
20836390
Total Flow to As Samra from Zarqa pumping stations (MCM) |  | 27000000 | 28857527.3328 | 29723252.6704 | 30614939.9178 | 31025000 | 31025000 | 31025000 | 31025000 | 31025000 | 31025000 | 31025000 | 31025000 | 31025000 | 31025000 | 31025000 | 31025000 | 31025000 | 31025000 | 31025000 | 31025000 | 31025000
Total Flow to As Samra from Zarqa pumping stations (m3/d) |  | 73972.6027 | 79061.7187 | 81433.569 | 83876.5477 | 85000 | 85000 | 85000 | 85000 | 85000 | 85000 | 85000 | 85000 | 85000 | 85000 | 85000 | 85000 | 85000 | 85000 | 85000 | 85000 | 85000
System overflow into Wadi Zarqa (MCM) |  | 0 | 0 | 0 | 0 | 8769883.2437 | 11015486.3235 | 13360003.5675 | 14691572.1855 | 16063068.6097 | 17881634.262 | 19348852.9765 | 20860081.712 | 22416645.5645 | 24019888.391 | 26612377.8877 | 28341490.9825 | 30122493.6635 | 31956915.7735 | 33846383.1867 | 36338046.1238 | 39117935.198
Total Flow in Future before Accounting for Additional Flows from P2 |  | 5 2015: 83390978.0596; 6 2016: 228468.433
MCM |  | 80441292.5 | 83902058.6078 | 86419123.6432 | 89011698.9185 | 91757607.5148 | 93579588.0596 | 95456224.1716 | 97389151.1676 | 99380074.97 | 101430734.1468 | 103542902.5688 | 105718424.7124 | 107959213.0024 | 110267253.1264 | 112644525.4576 | 115093118.9348 | 117615155.1424 | 120212861.5732 | 122888498.3656 | 125644396.2636 | 129420087.9958
m3/d |  | 220387.1027 | 229868.6537 | 236764.7223 | 243867.6683 | 251390.7055 | 256382.433 | 261523.9018 | 266819.5922 | 272274.178 | 277892.4223 | 283679.1851 | 289639.5198 | 295778.6658 | 302102.0634 | 308615.1382 | 315323.6135 | 322233.3018 | 329350.3057 | 336680.8174 | 344231.2226 | 354575.5836
| Investment Year | 0 | 1 | 2 | 3 | 4 | 5 | 6 | 7 | 8 | 9 | 10 | 11 | 12 | 13 | 14 | 15 | 16 | 17 | 18 | 19 | 20
| Calendar Year | 2010 | 2011 | 2012 | 2013 | 2014 | 2015 | 2016 | 2017 | 2018 | 2019 | 2020 | 2021 | 2022 | 2023 | 2024 | 2025 | 2026 | 2027 | 2028 | 2029 | 2030
Rescoped additional flows (MCM) | [5 empty] | 8769883.2437 | 11015486.3235 | 13360003.5675 | 14691572.1855 | 16063068.6097 | 17881634.262 | 19348852.9765 | 20860081.712 | 22416645.5645 | 24019888.391 | 26612377.8877 | 28341490.9825 | 30122493.6635 | 31956915.7735 | 33846383.1867 | 36338046.1238 | 39117935.198
Rescoped additional flow (m3/d) | [5 empty] | 24027.0774 | 30179.4146 | 36602.7495 | 40250.8827 | 44008.4071 | 48990.7788 | 53010.5561 | 57150.9088 | 61415.4673 | 65807.9134 | 72910.6243 | 77647.9205 | 82527.3799 | 87553.1939 | 92729.8169 | 99556.2908 | 107172.4252
Without Project Scenario (without P2) |  | 10 2020: 323287.4315; 11 2021: -12.25%
Total Flow into As Samra (MCM) |  | 80441292.5 | 83902058.6078 | 86419123.6432 | 89011698.9185 | 91757607.5148 | 93579588.0596 | 95456224.1716 | 97389151.1676 | 99380074.97 | 101430734.1468 | 103542902.5688 | 105718424.7124 | 107959213.0024 | 110267253.1264 | 112644525.4576 | 115093118.9348 | 117615155.1424 | 120212861.5732 | 122888498.3656 | 125644396.2636 | 129420087.9958
Total Flow into As Samra (m3/d) |  | 220387.1027 | 229868.6537 | 236764.7223 | 243867.6683 | 251390.7055 | 256382.433 | 261523.9018 | 266819.5922 | 272274.178 | 277892.4223 | 283679.1851 | 289639.5198 | 295778.6658 | 302102.0634 | 308615.1382 | 315323.6135 | 322233.3018 | 329350.3057 | 336680.8174 | 344231.2226 | 354575.5836
Zarqa share of total flow |  | 20.86% | 20.59% | 20.59% | 20.59% | 29.45% | 30.86% | 32.3% | 32.61% | 32.91% | 33.62% | 33.92% | 34.22% | 34.51% | 34.8% | 35.93% | 36.22% | 36.5% | 36.79% | 37.07% | 37.77% | 38.21%
% exceeding plant capacity w/o expansion |  | 82.54% | 86.09% | 88.68% | 91.34% | 94.15% | 96.02% | 97.95% | 99.93% | 102% | 104.1% | 106.2% | 108.5% | 110.8% | 113.1% | 115.6% | 118.1% | 120.7% | 123.4% | 126.1% | 128.9% | 132.8%
Excess flow (MCM) |  | 0 | 0 | 0 | 0 | 0 | 0 | 0 | 0 | 1925074.97 | 3975734.1468 | 6087902.5688 | 8263424.7124 | 10504213.0024 | 12812253.1264 | 15189525.4576 | 17638118.9348 | 20160155.1424 | 22757861.5732 | 25433498.3656 | 28189396.2636 | 31965087.9958
Excess flow (m3/d) |  | 0 | 0 | 0 | 0 | 0 | 0 | 0 | 0 | 5274.178 | 10892.4223 | 16679.1851 | 22639.5198 | 28778.6658 | 35102.0634 | 41615.1382 | 48323.6135 | 55233.3018 | 62350.3057 | 69680.8174 | 77231.2226 | 87575.5836
Overflow as % of current KTD flow | [5 empty] | 12.31% | 14.29% | 16.33% | 18.43% | 20.6% | 22.83% | 25.12% | 27.49% | 29.93% | 32.44% | 35.02% | 37.68% | 40.43% | 43.25% | 46.16% | 49.16% | 53.26%
| Investment Year | 0 | 1 | 2 | 3 | 4 | 5 | 6 | 7 | 8 | 9 | 10 | 11 | 12 | 13 | 14 | 15 | 16 | 17 | 18 | 19 | 20
| Calendar Year | 2010 | 2011 | 2012 | 2013 | 2014 | 2015 | 2016 | 2017 | 2018 | 2019 | 2020 | 2021 | 2022 | 2023 | 2024 | 2025 | 2026 | 2027 | 2028 | 2029 | 2030
Expansion of water substitution (MCM) | [5 empty] | 0 | 0 | 0 | 0 | 0 | 0 | 0 | 0 | 0 | 0 | 0 | 0 | 0 | 0 | 0 | 0 | 0
Value of water substitution (JD million) |  | 0 | 0 | 0 | 0 | 0 | 0 | 0 | 0 | 0 | 0 | 0 | 0 | 0 | 0 | 0 | 0 | 0 | 0 | 0 | 0 | 0
Incremental water available for agricultural use (MCM) |  | 0 | 3010866.5138 | 5200713.0945 | 7456253.5841 | 9845194.0629 | 11430317.1369 | 13062990.5543 | 14744637.0408 | 16476740.7489 | 18260814.2327 | 20098400.7599 | 21991105.0248 | 23940590.8371 | 25948585.745 | 28016812.6731 | 30147088.9983 | 32341260.4989 | 34601265.0937 | 36929069.1031 | 39326700.2743 | 42611552.0813
Water used to retain citrus production |  |  | 1783030.2727 | 3566060.5455 | 5349090.8182 | 7132121.0909 | 4707199.92 | 3106751.9472 | 2050456.2852 | 1353301.1482 | 0 | 0 | 0 | 0 | 0 | 0 | 0 | 0 | 0 | 0 | 0 | 0
Retained citrus area (ha) |  | 0 | 254.7186 | 509.4372 | 764.1558 | 1018.8744 | 672.4571 | 443.8217 | 292.9223 | 193.3287 | 0 | 0 | 0 | 0 | 0 | 0 | 0 | 0 | 0
Value of retained area (JD million) |  |  | 1630199.1065 | 3260398.213 | 4890597.3195 | 6520796.426 | 4303725.6411 | 2840458.9232 | 1874702.8893 | 1237303.9069 | 0 | 0 | 0 | 0 | 0 | 0 | 0 | 0 | 0 | 0 | 0 | 0
Incremental water for existing irrigation (MCM) | [5 empty] | 2713072.972 | 6723117.2169 | 9956238.6071 | 12694180.7557 | 15123439.6007 | 18260814.2327 | 20098400.7599 | 21991105.0248 | 23940590.8371 | 25948585.745 | 28016812.6731 | 30147088.9983 | 32341260.4989 | 34601265.0937 | 36929069.1031 | 39326700.2743 | 42611552.0813
% of irrigation under low-value cultivation | [5 empty] | 10% | 20% | 33% | 50% | 75% | 100% | 100% | 100% | 100% | 100% | 100% | 100% | 100% | 100% | 100% | 100% | 100%
% of irrigation under high-value cultivation | [5 empty] | 90% | 80% | 67% | 50% | 25% | 0% | 0% | 0% | 0% | 0% | 0% | 0% | 0% | 0% | 0% | 0% | 0%
Incremental irrigation added value (JD million) | [5 empty] | 618529.1129 | 1391509.4414 | 1788783.0218 | 1827357.3558 | 1382803.6014 | 710648.1255 | 782160.6771 | 855818.2217 | 931685.5089 | 1009829.769 | 1090318.0523 | 1173221.0849 | 1258610.6981 | 1346562.3091 | 1437152.4402 | 1530460.0044 | 1658295.1464
Value of existing irrigation
% of irrigation under low-value cultivation | [5 empty] | 10% | 20% | 33% | 50% | 75% | 100% | 100% | 100% | 100% | 100% | 100% | 100% | 100% | 100% | 100% | 100% | 100%
% of irrigation under high-value cultivation | [5 empty] | 90% | 80% | 67% | 50% | 25% | 0% | 0% | 0% | 0% | 0% | 0% | 0% | 0% | 0% | 0% | 0% | 0%
Value of existing irrigation (JD million) | [5 empty] | 33684650 | 30580800 | 26545795 | 21269250 | 13509625 | 5750000 | 5750000 | 5750000 | 5750000 | 5750000 | 5750000 | 5750000 | 5750000 | 5750000 | 5750000 | 5750000 | 5750000
Total Without Project Beneftis (JD milllion) |  |  | 1630199.1065 | 3260398.213 | 4890597.3195 | 40823975.5388 | 36276035.0825 | 31175036.9449 | 24971310.2451 | 16129732.5083 | 6460648.1255 | 6532160.6771 | 6605818.2217 | 6681685.5089 | 6759829.769 | 6840318.0523 | 6923221.0849 | 7008610.6981 | 7096562.3091 | 7187152.4402 | 7280460.0044 | 7408295.1464
|  |  | 1120487.0858 | 2266758.1168 | 3439382.4677 | 38851972.5614 | 34671238.3433 | 29864735.9069 | 23935298.8656 | 15422129.8445 | 6245630.2298 | 6304723.399 | 6365175.4004 | 6427019.0716 | 6490284.5897 | 6555004.6124 | 6621212.9926 | 6688943.583 | 6758232.5373 | 6829116.0987 | 6901629.1355 | 7007535.5917
Total OM Cost without Project (JD million) | [5 empty] | 9175760.7515 | 9357958.806 | 9545622.4172 | 9738915.1168 | 9938007.497 | 10143073.4147 | 10354290.2569 | 10571842.4712 | 10795921.3002 | 11026725.3126 | 11264452.5458 | 11509311.8935 | 11761515.5142 | 12021286.1573 | 12288849.8366 | 12564439.6264 | 12942008.7996
| Investment Year | 0 | 1 | 2 | 3 | 4 | 5 | 6 | 7 | 8 | 9 | 10 | 11 | 12 | 13 | 14 | 15 | 16 | 17 | 18 | 19 | 20
| Calendar Year | 2010 | 2011 | 2012 | 2013 | 2014 | 2015 | 2016 | 2017 | 2018 | 2019 | 2020 | 2021 | 2022 | 2023 | 2024 | 2025 | 2026 | 2027 | 2028 | 2029 | 2030
With Project Scenario (with P2)
Total Flow into As Samra (MCM) |  | 80441292.5 | 83902058.6078 | 86419123.6432 | 89011698.9185 | 100527490.7585 | 104595074.3831 | 108816227.7391 | 112080723.3531 | 115443143.5798 | 119312368.4088 | 122891755.5453 | 126578506.4244 | 130375858.5669 | 134287141.5174 | 139256903.3453 | 143434609.9173 | 147737648.8059 | 152169777.3467 | 156734881.5523 | 161982442.3874 | 168538023.1938
Total Flow into As Samra (m3/d) |  | 220387.1027 | 229868.6537 | 236764.7223 | 243867.6683 | 275417.7829 | 286561.8476 | 298126.6513 | 307070.4749 | 316282.5851 | 326883.2011 | 336689.7412 | 346790.4286 | 357194.1331 | 367909.9768 | 381525.7626 | 392971.534 | 404760.6817 | 416903.4996 | 429410.6344 | 443787.5134 | 461748.0088
Incremental water available for agricultural use (MCM) |  | 0 | 3287727.8024 | 5678939.586 | 8141886.0976 | 19081888.3456 | 22946092.789 | 26956188.4771 | 30057459.3104 | 33251758.5258 | 36927522.1134 | 40327939.893 | 43830353.2282 | 47437837.7636 | 51153556.5665 | 55874830.3031 | 59843651.5464 | 63931538.4906 | 68142060.6044 | 72478909.5997 | 77464092.393 | 83691894.1591
Water used to retain citrus production |  |  | 1783030.2727 | 3566060.5455 | 5349090.8182 | 7132121.0909 | 7132121.0909 | 7132121.0909 | 7132121.0909 | 7132121.0909 | 7132121.0909 | 7132121.0909 | 7132121.0909 | 7132121.0909 | 7132121.0909 | 7132121.0909 | 7132121.0909 | 7132121.0909 | 7132121.0909 | 7132121.0909 | 7132121.0909 | 7132121.0909
Retained citrus area (ha) |  |  | 254.7186 | 509.4372 | 764.1558 | 1018.8744 | 1018.8744 | 1018.8744 | 1018.8744 | 1018.8744 | 1018.8744 | 1018.8744 | 1018.8744 | 1018.8744 | 1018.8744 | 1018.8744 | 1018.8744 | 1018.8744 | 1018.8744 | 1018.8744 | 1018.8744 | 1018.8744
Value of retained area (JD million) |  |  | 1630199.1065 | 3260398.213 | 4890597.3195 | 6520796.426 | 6520796.426 | 6520796.426 | 6520796.426 | 6520796.426 | 6520796.426 | 6520796.426 | 6520796.426 | 6520796.426 | 6520796.426 | 6520796.426 | 6520796.426 | 6520796.426 | 6520796.426 | 6520796.426 | 6520796.426 | 6520796.426
Water substitution gain (MCM) | [5 empty] | 5000000 | 6000000 | 7000000 | 8000000 | 9000000 | 10000000 | 10000000 | 10000000 | 10000000 | 10000000 | 10000000 | 10000000 | 10000000 | 10000000 | 10000000 | 10000000 | 10000000
Value of water substitution gain (JD million) |  | 0 | 0 | 0 | 0 | 8750000 | 10500000 | 12250000 | 14000000 | 15750000 | 17500000 | 17500000 | 17500000 | 17500000 | 17500000 | 17500000 | 17500000 | 17500000 | 17500000 | 17500000 | 17500000 | 17500000
Incremental water for existing irrigation (MCM) | [5 empty] | 6949767.2547 | 9813971.6981 | 12824067.3862 | 14925338.2195 | 17119637.4349 | 19795401.0225 | 23195818.8021 | 26698232.1373 | 28543000 | 28543000 | 28543000 | 28543000 | 28543000 | 28543000 | 28543000 | 28543000 | 28543000
Incremental irrigation added value (JD million) | [5 empty] | 1730409.8263 | 2443562.8473 | 3193041.0623 | 3716232.6404 | 4262587.1851 | 4928820.6624 | 5775484.4605 | 6647543.9451 | 7106869.3182 | 7106869.3182 | 7106869.3182 | 7106869.3182 | 7106869.3182 | 7106869.3182 | 7106869.3182 | 7106869.3182 | 7106869.3182
Value of existing irrigation (JD million) | [5 empty] | 36788500 | 36788500 | 36788500 | 36788500 | 36788500 | 36788500 | 36788500 | 36788500 | 36788500 | 36788500 | 36788500 | 36788500 | 36788500 | 36788500 | 36788500 | 36788500 | 36788500
Total With Project Benefts (JD milllion) |  | 0 | 1630199.1065 | 3260398.213 | 4890597.3195 | 53789706.2522 | 56252859.2733 | 58752337.4883 | 61025529.0664 | 63321883.6111 | 65738117.0884 | 66584780.8864 | 67456840.3711 | 67916165.7442 | 67916165.7442 | 67916165.7442 | 67916165.7442 | 67916165.7442 | 67916165.7442 | 67916165.7442 | 67916165.7442 | 67916165.7442
Total OM Cost with Project (JD million) | [5 empty] | 8042199.2607 | 8367605.9507 | 8705298.2191 | 8966457.8682 | 9235451.4864 | 9544989.4727 | 9831340.4436 | 10126280.514 | 10430068.6854 | 10742971.3214 | 11140552.2676 | 11474768.7934 | 11819011.9045 | 12173582.1877 | 12538790.5242 | 12958595.391 | 13483041.8555
Incremental Agricultural Benefits (JD million)
Value of retained citrus area |  |  | 0 | 0 | 0 | 0 | 2217070.7848 | 3680337.5028 | 4646093.5367 | 5283492.519 | 6520796.426 | 6520796.426 | 6520796.426 | 6520796.426 | 6520796.426 | 6520796.426 | 6520796.426 | 6520796.426 | 6520796.426 | 6520796.426 | 6520796.426 | 6520796.426
Retained value of existing irrigation |  |  | 0 | 0 | 0 | 3103850 | 6207700 | 10242705 | 15519250 | 23278875 | 31038500 | 31038500 | 31038500 | 31038500 | 31038500 | 31038500 | 31038500 | 31038500 | 31038500 | 31038500 | 31038500 | 31038500
Value of increased water supply to existing irrigation |  |  | 0 | 0 | 0 | 1111880.7134 | 1052053.4059 | 1404258.0405 | 1888875.2846 | 2879783.5837 | 4218172.5369 | 4993323.7833 | 5791725.7234 | 6175183.8093 | 6097039.5492 | 6016551.2658 | 5933648.2333 | 5848258.6201 | 5760307.0091 | 5669716.878 | 5576409.3137 | 5448574.1718
Total Incremental Agricultural Benefits |  |  | 0 | 0 | 0 | 4215730.7134 | 9476824.1907 | 15327300.5433 | 22054218.8213 | 31442151.1027 | 41777468.9629 | 42552620.2093 | 43351022.1494 | 43734480.2352 | 43656335.9751 | 43575847.6918 | 43492944.6592 | 43407555.046 | 43319603.4351 | 43229013.304 | 43135705.7397 | 43007870.5978
Retained value as share of total agricultural benefits | [5 empty] | 73.63% | 65.5% | 66.83% | 70.37% | 74.04% | 74.29% | 72.94% | 71.6% | 70.97% | 71.1% | 71.23% | 71.36% | 71.5% | 71.65% | 71.8% | 71.96% | 72.17%
Total Incremental Waste Water Treatment Benefits (JD million) |  | 0 | 0 | 0 | 0 | 12965730.7134 | 19976824.1907 | 27577300.5433 | 36054218.8213 | 47192151.1027 | 59277468.9629 | 60052620.2093 | 60851022.1494 | 61234480.2352 | 61156335.9751 | 61075847.6918 | 60992944.6592 | 60907555.046 | 60819603.4351 | 60729013.304 | 60635705.7397 | 60507870.5978
269993385.6891
Incremental Waste Water Treatment Costs | Phasing of works | 1 2011: 22%; 2 2012: 22%; 3 2013: 47%; 4 2014: 9%; 5 2015: 0%
Investment Costs (JD million)
As Samra Expansion Investment |  | 0 2010: 0; 1 2011: 30422857.1429; 2 2012: 30422857.1429; 3 2013: 64994285.7143; 4 2014: 12445714.2857; 5 2015: 0; 15 2025: 235714285.7143
Construction Supervision |  | 1 2011: 942857.1429; 2 2012: 942857.1429; 3 2013: 2014285.7143; 4 2014: 385714.2857; 5 2015: 0; 15 2025: 10000000
Total Investment Costs |  | 0 | 31365714.2857 | 31365714.2857 | 67008571.4286 | 12831428.5714 | 0 | 0 | 0 | 0 | 0 | 0 | 0 | 0 | 0 | 0 | 245714285.7143 | 0 | 0 | 0 | 0 | 0
Recurrent Costs
O&M Costs post capacity expansion (JD million) |  |  |  | 0 | 0 | -1133561.4908 | -990352.8553 | -840324.198 | -772457.2485 | -702556.0106 | -598083.942 | -522949.8133 | -445561.9573 | -365852.6149 | -283753.9912 | -123900.2781 | -34543.1001 | 57496.3902 | 152296.0304 | 249940.6876 | 394155.7646 | 541033.0559
Sludge removal cost | [5 empty] | 7857142.8571 | 7857142.8571 | 7857142.8571 | 7857142.8571 | 7857142.8571 | 7857142.8571 | 7857142.8571 | 7857142.8571 | 7857142.8571 | 7857142.8571 | 7857142.8571 | 7857142.8571 | 7857142.8571 | 7857142.8571 | 7857142.8571 | 7857142.8571 | 7857142.8571
Total Incremental Waste Water Recurrent Costs (JD million) |  | 0 | 0 | 0 | 0 | 6723581.3663 | 6866790.0018 | 7016818.6591 | 7084685.6086 | 7154586.8465 | 7259058.9152 | 7334193.0439 | 7411580.8999 | 7491290.2423 | 7573388.8659 | 7733242.579 | 7822599.757 | 7914639.2474 | 8009438.8876 | 8107083.5448 | 8251298.6218 | 8398175.9131
Total Incremental Waste Water Treatment Costs (JD million) |  | 0 | 31365714.2857 | 31365714.2857 | 67008571.4286 | 19555009.9378 | 6866790.0018 | 7016818.6591 | 7084685.6086 | 7154586.8465 | 7259058.9152 | 7334193.0439 | 7411580.8999 | 7491290.2423 | 7573388.8659 | 7733242.579 | 253536885.4713 | 7914639.2474 | 8009438.8876 | 8107083.5448 | 8251298.6218 | 8398175.9131
Waste Water Treatment Incremental Net Benefits |  |  | -31365714.2857 | -31365714.2857 | -67008571.4286 | -6589279.2244 | 13110034.1889 | 20560481.8842 | 28969533.2127 | 40037564.2562 | 52018410.0477 | 52718427.1654 | 53439441.2496 | 53743189.993 | 53582947.1092 | 53342605.1128 | -192543940.8121 | 52992915.7987 | 52810164.5475 | 52621929.7592 | 52384407.1179 | 52109694.6847
ERR before waste water collection costs and benefits |  | 0 2010: 15.62%
| Investment Year | 0 | 1 | 2 | 3 | 4 | 5 | 6 | 7 | 8 | 9 | 10 | 11 | 12 | 13 | 14 | 15 | 16 | 17 | 18 | 19 | 20
Water Collection Costs and Benefits (P2) | Calendar Year | 2010 | 2011 | 2012 | 2013 | 2014 | 2015 | 2016 | 2017 | 2018 | 2019 | 2020 | 2021 | 2022 | 2023 | 2024 | 2025 | 2026 | 2027 | 2028 | 2029 | 2030
Incremental Water Collection Investment Costs |  |  | 6380744.2557 | 12761488.5115 | 15496093.1925 | 8659581.4899 | 2278837.2342 | 0 | 0 | 0 | 0 | 0 | 0 | 0 | 0 | 0 | 0 | 0 | 0 | 0 | 0 | 0
Incremental Water Collection Recurrent Costs |  |  | 0 | 0 | 0 | -824602.3351 | -779690.2735 | -732799.9286 | -706168.5563 | -678738.6278 | -642367.3148 | -613022.9405 | -582798.3658 | -551667.0887 | -519602.2322 | -467752.4422 | -433170.1804 | -397550.1267 | -360861.6845 | -323072.3363 | -273239.0775 | -217641.296
Total incremental Water Collection Costs |  |  | 6380744.2557 | 12761488.5115 | 15496093.1925 | 7834979.1548 | 1499146.9607 | -732799.9286 | -706168.5563 | -678738.6278 | -642367.3148 | -613022.9405 | -582798.3658 | -551667.0887 | -519602.2322 | -467752.4422 | -433170.1804 | -397550.1267 | -360861.6845 | -323072.3363 | -273239.0775 | -217641.296
Incremental Water Collection Benefits |  |  | 0 | 0 | 0 | 1403181.319 | 4377417.2718 | 5326514.0375 | 3370477.923 | 3620629.1242 | 3942853.6686 | 4210217.1496 | 4485160.8606 | 4769176.4437 | 5061048.1026 | 5512079.8554 | 5826662.7572 | 6150329.5595 | 6483773.8971 | 6827182.3299 | 7267709.3131 | 7756303.1717
Water Collection Incremental Net Benefits |  |  | -6380744.2557 | -12761488.5115 | -15496093.1925 | -6431797.8358 | 2878270.3111 | 6059313.9661 | 4076646.4793 | 4299367.752 | 4585220.9833 | 4823240.09 | 5067959.2263 | 5320843.5324 | 5580650.3347 | 5979832.2976 | 6259832.9375 | 6547879.6862 | 6844635.5816 | 7150254.6661 | 7540948.3907 | 7973944.4677
26991562.353
| Investment Year | 0 | 1 | 2 | 3 | 4 | 5 | 6 | 7 | 8 | 9 | 10 | 11 | 12 | 13 | 14 | 15 | 16 | 17 | 18 | 19 | 20
Total Incremental Costs and Benefits | Calendar Year | 2010 | 2011 | 2012 | 2013 | 2014 | 2015 | 2016 | 2017 | 2018 | 2019 | 2020 | 2021 | 2022 | 2023 | 2024 | 2025 | 2026 | 2027 | 2028 | 2029 | 2030
Incremental Investment Costs |  |  | 37746458.5415 | 44127202.7972 | 82504664.6211 | 21491010.0614 | 2278837.2342 | 0 | 0 | 0 | 0 | 0 | 0 | 0 | 0 | 0 | 245714285.7143 | 0 | 0 | 0 | 0 | 0
Incremental Recurrent Costs |  |  | 0 | 0 | 0 | 5898979.0312 | 6087099.7283 | 6284018.7305 | 6378517.0523 | 6475848.2187 | 6616691.6004 | 6721170.1034 | 6828782.5341 | 6939623.1535 | 7053786.6337 | 7265490.1368 | 7389429.5767 | 7517089.1206 | 7648577.203 | 7784011.2085 | 7978059.5442 | 8180534.617
Total Incremental Costs |  | 100% | 37746458.5415 | 44127202.7972 | 82504664.6211 | 27389989.0926 | 8365936.9625 | 6284018.7305 | 6378517.0523 | 6475848.2187 | 6616691.6004 | 6721170.1034 | 6828782.5341 | 6939623.1535 | 7053786.6337 | 7265490.1368 | 253103715.291 | 7517089.1206 | 7648577.203 | 7784011.2085 | 7978059.5442 | 8180534.617
Total Incremental Benefits |  | 100% | 0 | 0 | 0 | 14368912.0324 | 24354241.4625 | 32903814.5808 | 39424696.7443 | 50812780.227 | 63220322.6315 | 64262837.3589 | 65336183.01 | 66003656.6789 | 66217384.0777 | 66587927.5472 | 66819607.4164 | 67057884.6055 | 67303377.3322 | 67556195.6338 | 67903415.0528 | 68264173.7695
Incremental Net Benefits |  |  | -37746458.5415 | -44127202.7972 | -82504664.6211 | -13021077.0602 | 15988304.5 | 26619795.8504 | 33046179.692 | 44336932.0082 | 56603631.0311 | 57541667.2554 | 58507400.4759 | 59064033.5253 | 59163597.444 | 59322437.4104 | -186284107.8746 | 59540795.4849 | 59654800.1292 | 59772184.4253 | 59925355.5086 | 60083639.1524
| ERR before Compact Management and Administration Costs | 26991562.353 0 2010: 14.07%
Compact Management and Administration Costs |  | 26991562.353 1 2011: 1477857.1429; 26991562.353 2 2012: 1477857.1429; 26991562.353 3 2013: 1477857.1429; 26991562.353 4 2014: 1477857.1429; 26991562.353 5 2015: 1477857.1429
Total Incremental Costs including Compact Admin/Management Costs
MCC Costs (USD million) |  | 26991562.353 0 2010: 138285714.2857
Total capital costs including Price Contingencies
Waste water collection Zarqa | 50000000
As Samra expansion | 88000000
Total | 138000000
Total capital costs excluding Price Contingencies | 147821428.5714
Construction supervision costs -- treatment fracility | 6000000
Construction supervision -- water collection | 3986013.986
MCC costs of capital and construction supervision | 147986013.986
M&E | 1300000
Compact Administration | 9200000
Total MCC Costs | 158486013.986
Compact Administation (MCA) | 850000
Jordan contribution to P2 (WZPS) | 17000000
Incremental Net Benefits after Compact Costs |  |  | -39224315.6843 | -45605059.9401 | -83982521.764 | -14498934.2031 | 14510447.3571 | 26619795.8504 | 33046179.692 | 44336932.0082 | 56603631.0311 | 57541667.2554 | 58507400.4759 | 59064033.5253 | 59163597.444 | 59322437.4104 | -186284107.8746 | 59540795.4849 | 59654800.1292 | 59772184.4253 | 59925355.5086 | 60083639.1524
Incremental Net Benefits after Compact Costs in 2005 PPP |  |  | -28017368.3459 | -32575042.8143 | -59987515.5457 | -10356381.5736 | 10364605.2551 | 19014139.8931 | 23604414.0657 | 31669237.1487 | 40431165.0222 | 41101190.8967 | 41791000.3399 | 42188595.3752 | 42259712.46 | 42373169.5789 | -133060077.0533 | 42529139.6321 | 42610571.5208 | 42694417.4467 | 42803825.3633 | 42916885.1089
| ERR after Compact Management and Administration Costs | 26991562.353 0 2010: 13.52%
PV Total Benefits |  | 26991562.353 0 2010: 296984948.0421
PV Total Costs |  | 26991562.353 0 2010: 248133583.4775
Total Costs in 2005 PPP USD million |  |  | 76564824.6277 | 89507510.7448 | 167352260.8947 | 55557787.2061 | 16969446.1714 | 12746488.2971 | 12938168.4632 | 13135594.7641 | 13421281.1367 | 13633205.0779 | 13851485.8704 | 14076314.7131 | 14307883.6384 | 14737302.5087 | 513394960.0223 | 15247645.2751 | 15514355.3814 | 15789069.3885 | 16182676.5603 | 16593376.5051
NPV Total Costs @ 10% (2005 PPP USD) |  | 26991562.353 0 2010: 503313556.7496
Total Benefits in 2005 PPP USD million |  |  | 0 | 0 | 0 | 29145866.1914 | 49400084.1024 | 66742017.4053 | 79968958.9134 | 103068519.7301 | 128235948.5426 | 130350582.878 | 132527754.5842 | 133881656.5495 | 134315180.685 | 135066790.1566 | 135536729.0394 | 136020049.9098 | 136518006.759 | 137030822.7867 | 137735121.811 | 138466883.9137
NPV Total Benefits @ 10% (2005 PPP USD) |  | 26991562.353 0 2010: 602403545.7243
Sensitivity
Variation in capital costs - P2 | 0
Variation in capital costs - As Samra | 0
Variation in benefits | 0
Fresh water substitution (MCM) |  |  |  |  | calc value | 5000000 | 6000000 | 7000000 | 8000000 | 9000000 | 10000000 | 10000000 | 10000000 | 10000000 | 10000000 | 10000000 | 10000000 | 10000000 | 10000000 | 10000000 | 10000000 | 10000000
[5 empty] | Base | 5000000 | 6000000 | 7000000 | 8000000 | 9000000 | 10000000 | 10000000 | 10000000 | 10000000 | 10000000 | 10000000 | 10000000 | 10000000 | 10000000 | 10000000 | 10000000 | 10000000
[6 empty] | 1 | 2 | 3 | 4 | 5 | 6 | 7
% of irrigation under low-value cultivation |  |  |  |  | calc value | 10% | 20% | 33% | 50% | 75% | 100% | 100% | 100% | 100% | 100% | 100% | 100% | 100% | 100% | 100% | 100% | 100%
[5 empty] | Base | 10% | 20% | 33% | 50% | 75% | 100% | 100% | 100% | 100% | 100% | 100% | 100% | 100% | 100% | 100% | 100% | 100%
[6 empty] | 10% | 20% | 30% | 40% | 50% | 60% | 70% | 80% | 90% | 100% | 100% | 100% | 100% | 100% | 100% | 100% | 100%
| Investment Year | 0 | 1 | 2 | 3 | 4 | 5 | 6 | 7 | 8 | 9 | 10 | 11 | 12 | 13 | 14 | 15 | 16 | 17 | 18 | 19 | 20
Delay of Benefits (JD million) | Calendar Year | 2010 | 2011 | 2012 | 2013 | 2014 | 2015 | 2016 | 2017 | 2018 | 2019 | 2020 | 2021 | 2022 | 2023 | 2024 | 2025 | 2026 | 2027 | 2028 | 2029 | 2030
Benefits Delayed 1 year |  |  |  | 0 | 0 | 0 | 14368912.0324 | 24354241.4625 | 32903814.5808 | 39424696.7443 | 50812780.227 | 63220322.6315 | 64262837.3589 | 65336183.01 | 66003656.6789 | 66217384.0777 | 66587927.5472 | 66819607.4164 | 67057884.6055 | 67303377.3322 | 67556195.6338 | 67903415.0528
Total Incremental Costs |  |  | 37746458.5415 | 44127202.7972 | 82504664.6211 | 27389989.0926 | 8365936.9625 | 6284018.7305 | 6378517.0523 | 6475848.2187 | 6616691.6004 | 6721170.1034 | 6828782.5341 | 6939623.1535 | 7053786.6337 | 7265490.1368 | 253103715.291 | 7517089.1206 | 7648577.203 | 7784011.2085 | 7978059.5442 | 8180534.617
|  |  | -37746458.5415 | -44127202.7972 | -82504664.6211 | -27389989.0926 | 6002975.0699 | 18070222.732 | 26525297.5285 | 32948848.5256 | 44196088.6266 | 56499152.5281 | 57434054.8248 | 58396559.8565 | 58949870.0452 | 58951893.9409 | -186515787.7438 | 59302518.2958 | 59409307.4025 | 59519366.1237 | 59578136.0896 | 59722880.4358
11%
Total Benefits in 2005 PPP USD million |  |  | 0 | 0 | 0 | 0 | 29145866.1914 | 49400084.1024 | 66742017.4053 | 79968958.9134 | 103068519.7301 | 128235948.5426 | 130350582.878 | 132527754.5842 | 133881656.5495 | 134315180.685 | 135066790.1566 | 135536729.0394 | 136020049.9098 | 136518006.759 | 137030822.7867 | 137735121.811
NPV Total Benefits @ 10% (2005 PPP USD) |  | 0 2010: 528928477.9438
Note on C11: Note: Source: Memo: "Reallocation of Water Resources.pdf", Basem Telfah (April 2010).
Note on C12: Note: 93% of the population connected.
Note on H13: Note: cf Atkins Memo on revised flows
Note on C17: Note: Using MWH population estimate.
Note on G21: Note: Assuming Zarqa bulk network loss reduction and Disi water.
Note on C28: Note: Calibrated to MWH flow estimates.
Note on C34: Note: Squares with MWH Consultants pumping data.
Note on C36: Note: At present approximatelyh 16 800 m3/d are dumped into Wadi Zarqa
Note on C37: Note: Squares with MWH Consultants pumping data.
Note on E62: Note: Applying 87% efficiency in conversion of waste to treated water
Note on A69: Note: Loss of 75%.
Note on G69: Note: The 0.75 factor discounts the value of incremental employment, assuming that half of the estimated value added represents payment to hire labor.
Note on G77: Note: Notional increase in current unit charges by 25% to account for water treatment above contractual quantity.
Note on A84: Note: In reference to current cultivated area
Note on H85: Note: Assumes Disi stablizes decline in area for some time; water substitution proceeds elsewhere
Note on C90: Note: JD 0.6/m3 represents conveyance cost from Zai to Amman area
Note on A111: Note: This is an all-in cost, including physical and other risk contingencies and Compact administration and management costs.
Note on R111: Note: This is an estimate of future investment required to sustain the flow of incremental benefits initiated by a commitment to the expansion of As Samra; this may represent further expansion of As Samra or the construction of a new plant at the Wadi Zarqa site. Here it is assumed that As Samra can be further expanded.
Note on D140: Note: Price contingencies excluded in compact management and administration costs

## P3_Streams (hidden)
Millenium Challenge Corporation
Jordan: Waste Water Collection and Treatment: As Samra Expansion Project
LAST UPDATED: 1/10/2011
As Samra reaches capacity utilization in 2014
P2 is Built in Future with Project and not Builit in Future without Project (Change in Water Flows without and with Project)
New Treatment Facility Built in 2025 | Investment Year | 0 | 1 | 2 | 3 | 4 | 5 | 6 | 7 | 8 | 9 | 10 | 11 | 12 | 13 | 14 | 15 | 16 | 17 | 18 | 19 | 20
| Calendar Year | 2010 | 2011 | 2012 | 2013 | 2014 | 2015 | 2016 | 2017 | 2018 | 2019 | 2020 | 2021 | 2022 | 2023 | 2024 | 2025 | 2026 | 2027 | 2028 | 2029 | 2030
Amman population |  | 1850000 | 1905500 | 1962665 | 2021545 | 2082191 | 2144657 | 2208997 | 2275267 | 2343525 | 2413831 | 2486246 | 2560833 | 2637658 | 2716788 | 2798292 | 2882241 | 2968708 | 3057769 | 3149502 | 3243987 | 3341307
Amman population generating flows directly to As Samra |  | 1421500 | 1464145 | 1508069.45 | 1553311.85 | 1599910.63 | 1647908.01 | 1697345.21 | 1748265.31 | 1800713.25 | 1854734.83 | 1910376.78 | 1967687.69 | 2026717.94 | 2087519.84 | 2150145.56 | 2214650.13 | 2281089.44 | 2349522.17 | 2420007.86 | 2492607.91 | 2567386.51
Amman waste water generation (l/p/d) |  | 103 | 103 | 103 | 103 | 104 | 104 | 104 | 104 | 104 | 104 | 104 | 104 | 104 | 104 | 104 | 104 | 104 | 104 | 104 | 104 | 105
Flow, Amman (MCM) |  | 53441292.5 | 55044531.275 | 56695870.9728 | 58396759.0008 | 60732607.5148 | 62554588.0596 | 64431224.1716 | 66364151.1676 | 68355074.97 | 70405734.1468 | 72517902.5688 | 74693424.7124 | 76934213.0024 | 79242253.1264 | 81619525.4576 | 84068118.9348 | 86590155.1424 | 89187861.5732 | 91863498.3656 | 94619396.2636 | 98395087.9958
Flow, Amman (m3/d) |  | 146414.5 | 150806.935 | 155331.1534 | 159991.1206 | 166390.7055 | 171382.433 | 176523.9018 | 181819.5922 | 187274.178 | 192892.4223 | 198679.1851 | 204639.5198 | 210778.6658 | 217102.0634 | 223615.1382 | 230323.6135 | 237233.3018 | 244350.3057 | 251680.8174 | 259231.2226 | 269575.5836
Zarqa population |  | 921450 | 949094 | 977567 | 1006894 | 1037101 | 1068214 | 1100260 | 1133268 | 1167266 | 1202284 | 1238353 | 1275504 | 1313769 | 1353182 | 1393777 | 1435590 | 1478658 | 1523018 | 1568709 | 1615770 | 1664243 |  | 1198254.96
Zarqa population with sewer service w/o project |  | 663444 | 683347.68 | 703848.24 | 724963.68 | 746712.72 | 769114.08 | 792187.2 | 815952.96 | 840431.52 | 865644.48 | 891614.16 | 918362.88 | 945913.68 | 974291.04 | 1003519.44 | 1033624.8 | 1064633.76 | 1096572.96 | 1129470.48 | 1163354.4 | 1198254.96
With project phasing of target level % of population connections | [6 empty] | 50% | 100% | 100% | 100% | 100% | 100% | 100% | 100% | 100% | 100% | 100% | 100% | 100% | 100% | 100% | 100%
Zarqa population with sewer service w project |  | 663444 | 683347.68 | 703848.24 | 724963.68 | 746712.72 | 838547.99 | 935221 | 963277.8 | 992176.1 | 1021941.4 | 1052600.05 | 1084178.4 | 1116703.65 | 1150204.7 | 1184710.45 | 1220251.5 | 1256859.3 | 1294565.3 | 1333402.65 | 1373404.5 | 1414606.55 | 0 | 862743.5712 | 0
Zarqa waste water generation (l/p/d) |  | 58 | 58 | 58 | 58 | 83 | 83 | 83 | 83 | 83 | 84 | 84 | 84 | 84 | 84 | 86 | 86 | 86 | 86 | 86 | 87 | 88
Zarqa population waste water flow (MCM) |  | 14045109.48 | 14466470.3856 | 14900467.2408 | 15347481.1056 | 22621661.8524 | 25403811.357 | 28332520.195 | 29182500.951 | 30057974.9495 | 31332723.324 | 32272717.533 | 33240909.744 | 34238133.909 | 35265276.102 | 37188061.0255 | 38303694.585 | 39452813.427 | 40636404.767 | 41855509.1835 | 43612459.8975 | 45437162.386
Zarqa population waste water flow (m3/d) |  | 38479.752 | 39634.1654 | 40823.1979 | 42047.8934 | 61977.1558 | 69599.4832 | 77623.343 | 79952.0574 | 82350.6163 | 85843.0776 | 88418.4042 | 91070.9856 | 93803.1066 | 96617.1948 | 101885.0987 | 104941.629 | 108089.8998 | 111332.6158 | 114672.6279 | 119486.1915 | 124485.3764
Zarqa population unconnected to waste water system |  | 258006 | 265746.32 | 273718.76 | 281930.32 | 290388.28 | 229666.01 | 165039 | 169990.2 | 175089.9 | 180342.6 | 185752.95 | 191325.6 | 197065.35 | 202977.3 | 209066.55 | 215338.5 | 221798.7 | 228452.7 | 235306.35 | 242365.5 | 249636.45
Water collected from cess pits (MCM) |  | 2730993.51 | 2812924.7972 | 2897313.0746 | 2984232.4372 | 4398656.4713 | 3478865.8865 | 2499928.2525 | 2574926.5545 | 2652174.2602 | 2764652.058 | 2847592.7235 | 2933021.448 | 3021011.8155 | 3111642.009 | 3281299.5023 | 3379737.7575 | 3481130.5965 | 3585565.1265 | 3693133.1633 | 3848158.2262 | 4009161.387
Amman Population generating flows to WZPS |  | 299000 | 307970 | 317209 | 326725 | 336527 | 346623 | 357022 | 367733 | 378765 | 390128 | 401832 | 413887 | 426304 | 439093 | 452266 | 465834 | 479809 | 494203 | 509029 | 524300 | 540029
Amman Population waste water flow to WZPS (MCM) |  | 11240905 | 11578132.15 | 11925472.355 | 12283226.375 | 12774564.92 | 13157809.08 | 13552555.12 | 13959144.68 | 14377919.4 | 14809258.88 | 15253542.72 | 15711150.52 | 16182499.84 | 16667970.28 | 17168017.36 | 17683058.64 | 18213549.64 | 18759945.88 | 19322740.84 | 19902428 | 20696611.425
Amman Population waste water flow to WZPS (m3/d) |  | 30797 | 31720.91 | 32672.527 | 33652.675 | 34998.808 | 36048.792 | 37130.288 | 38244.232 | 39391.56 | 40573.312 | 41790.528 | 43044.248 | 44335.616 | 45665.672 | 47035.664 | 48446.736 | 49900.136 | 51397.112 | 52939.016 | 54527.2 | 56703.045
Total Amman Population waste water flow to As Samra (MCM) |  | 64682197.5 | 66622663.425 | 68621343.3278 | 70679985.3758 | 73507172.4348 | 75712397.1396 | 77983779.2916 | 80323295.8476 | 82732994.37 | 85214993.0268 | 87771445.2888 | 90404575.2324 | 93116712.8424 | 95910223.4064 | 98787542.8176 | 101751177.5748 | 104803704.7824 | 107947807.4532 | 111186239.2056 | 114521824.2636 | 119091699.4208
Potential flow from Zarqa pumping stations (MCM) |  | 27000000 | 28857527.3328 | 29723252.6704 | 30614939.9178 | 39794883.2437 | 42040486.3235 | 44385003.5675 | 45716572.1855 | 47088068.6097 | 48906634.262 | 50373852.9765 | 51885081.712 | 53441645.5645 | 55044888.391 | 57637377.8877 | 59366490.9825 | 61147493.6635 | 62981915.7735 | 64871383.1867 | 67363046.1238 | 70142935.198
Potential flow from Zarqa pumping stations (m3/d) |  | 73972.6027 | 79061.7187 | 81433.569 | 83876.5477 | 109027.0774 | 115179.4146 | 121602.7495 | 125250.8827 | 129008.4071 | 133990.7788 | 138010.5561 | 142150.9088 | 146415.4673 | 150807.9134 | 157910.6243 | 162647.9205 | 167527.3799 | 172553.1939 | 177729.8169 | 184556.2908 | 192172.4252
20836390
Total Flow to As Samra from Zarqa pumping stations (MCM) |  | 27000000 | 28857527.3328 | 29723252.6704 | 30614939.9178 | 31025000 | 31025000 | 31025000 | 31025000 | 31025000 | 31025000 | 31025000 | 31025000 | 31025000 | 31025000 | 31025000 | 31025000 | 31025000 | 31025000 | 31025000 | 31025000 | 31025000
Total Flow to As Samra from Zarqa pumping stations (m3/d) |  | 73972.6027 | 79061.7187 | 81433.569 | 83876.5477 | 85000 | 85000 | 85000 | 85000 | 85000 | 85000 | 85000 | 85000 | 85000 | 85000 | 85000 | 85000 | 85000 | 85000 | 85000 | 85000 | 85000
System overflow into Wadi Zarqa (MCM) |  | 0 | 0 | 0 | 0 | 8769883.2437 | 11015486.3235 | 13360003.5675 | 14691572.1855 | 16063068.6097 | 17881634.262 | 19348852.9765 | 20860081.712 | 22416645.5645 | 24019888.391 | 26612377.8877 | 28341490.9825 | 30122493.6635 | 31956915.7735 | 33846383.1867 | 36338046.1238 | 39117935.198
Total Flow in Future before Accounting for Additional Flows from P2 |  | 5 2015: 83390978.0596; 6 2016: 228468.433
MCM |  | 80441292.5 | 83902058.6078 | 86419123.6432 | 89011698.9185 | 91757607.5148 | 93579588.0596 | 95456224.1716 | 97389151.1676 | 99380074.97 | 101430734.1468 | 103542902.5688 | 105718424.7124 | 107959213.0024 | 110267253.1264 | 112644525.4576 | 115093118.9348 | 117615155.1424 | 120212861.5732 | 122888498.3656 | 125644396.2636 | 129420087.9958
m3/d |  | 220387.1027 | 229868.6537 | 236764.7223 | 243867.6683 | 251390.7055 | 256382.433 | 261523.9018 | 266819.5922 | 272274.178 | 277892.4223 | 283679.1851 | 289639.5198 | 295778.6658 | 302102.0634 | 308615.1382 | 315323.6135 | 322233.3018 | 329350.3057 | 336680.8174 | 344231.2226 | 354575.5836
| Investment Year | 0 | 1 | 2 | 3 | 4 | 5 | 6 | 7 | 8 | 9 | 10 | 11 | 12 | 13 | 14 | 15 | 16 | 17 | 18 | 19 | 20
| Calendar Year | 2010 | 2011 | 2012 | 2013 | 2014 | 2015 | 2016 | 2017 | 2018 | 2019 | 2020 | 2021 | 2022 | 2023 | 2024 | 2025 | 2026 | 2027 | 2028 | 2029 | 2030
Rescoped additional flows (MCM) | [5 empty] | 8769883.2437 | 11015486.3235 | 13360003.5675 | 14691572.1855 | 16063068.6097 | 17881634.262 | 19348852.9765 | 20860081.712 | 22416645.5645 | 24019888.391 | 26612377.8877 | 28341490.9825 | 30122493.6635 | 31956915.7735 | 33846383.1867 | 36338046.1238 | 39117935.198
Rescoped additional flow (m3/d) | [5 empty] | 24027.0774 | 30179.4146 | 36602.7495 | 40250.8827 | 44008.4071 | 48990.7788 | 53010.5561 | 57150.9088 | 61415.4673 | 65807.9134 | 72910.6243 | 77647.9205 | 82527.3799 | 87553.1939 | 92729.8169 | 99556.2908 | 107172.4252
Without Project Scenario (without P2) |  | 10 2020: 323287.4315; 11 2021: -12.25%
Total Flow into As Samra (MCM) |  | 80441292.5 | 83902058.6078 | 86419123.6432 | 89011698.9185 | 91757607.5148 | 93579588.0596 | 95456224.1716 | 97389151.1676 | 99380074.97 | 101430734.1468 | 103542902.5688 | 105718424.7124 | 107959213.0024 | 110267253.1264 | 112644525.4576 | 115093118.9348 | 117615155.1424 | 120212861.5732 | 122888498.3656 | 125644396.2636 | 129420087.9958
Total Flow into As Samra (m3/d) |  | 220387.1027 | 229868.6537 | 236764.7223 | 243867.6683 | 251390.7055 | 256382.433 | 261523.9018 | 266819.5922 | 272274.178 | 277892.4223 | 283679.1851 | 289639.5198 | 295778.6658 | 302102.0634 | 308615.1382 | 315323.6135 | 322233.3018 | 329350.3057 | 336680.8174 | 344231.2226 | 354575.5836
Zarqa share of total flow |  | 20.86% | 20.59% | 20.59% | 20.59% | 29.45% | 30.86% | 32.3% | 32.61% | 32.91% | 33.62% | 33.92% | 34.22% | 34.51% | 34.8% | 35.93% | 36.22% | 36.5% | 36.79% | 37.07% | 37.77% | 38.21%
% exceeding plant capacity w/o expansion |  | 82.54% | 86.09% | 88.68% | 91.34% | 94.15% | 96.02% | 97.95% | 99.93% | 102% | 104.1% | 106.2% | 108.5% | 110.8% | 113.1% | 115.6% | 118.1% | 120.7% | 123.4% | 126.1% | 128.9% | 132.8%
Excess flow (MCM) |  | 0 | 0 | 0 | 0 | 0 | 0 | 0 | 0 | 1925074.97 | 3975734.1468 | 6087902.5688 | 8263424.7124 | 10504213.0024 | 12812253.1264 | 15189525.4576 | 17638118.9348 | 20160155.1424 | 22757861.5732 | 25433498.3656 | 28189396.2636 | 31965087.9958
Excess flow (m3/d) |  | 0 | 0 | 0 | 0 | 0 | 0 | 0 | 0 | 5274.178 | 10892.4223 | 16679.1851 | 22639.5198 | 28778.6658 | 35102.0634 | 41615.1382 | 48323.6135 | 55233.3018 | 62350.3057 | 69680.8174 | 77231.2226 | 87575.5836
Overflow as % of current KTD flow | [5 empty] | 12.31% | 14.29% | 16.33% | 18.43% | 20.6% | 22.83% | 25.12% | 27.49% | 29.93% | 32.44% | 35.02% | 37.68% | 40.43% | 43.25% | 46.16% | 49.16% | 53.26%
| Investment Year | 0 | 1 | 2 | 3 | 4 | 5 | 6 | 7 | 8 | 9 | 10 | 11 | 12 | 13 | 14 | 15 | 16 | 17 | 18 | 19 | 20
| Calendar Year | 2010 | 2011 | 2012 | 2013 | 2014 | 2015 | 2016 | 2017 | 2018 | 2019 | 2020 | 2021 | 2022 | 2023 | 2024 | 2025 | 2026 | 2027 | 2028 | 2029 | 2030
Expansion of water substitution (MCM) | [5 empty] | 0 | 0 | 0 | 0 | 0 | 0 | 0 | 0 | 0 | 0 | 0 | 0 | 0 | 0 | 0 | 0 | 0
Value of water substitution (JD million) |  | 0 | 0 | 0 | 0 | 0 | 0 | 0 | 0 | 0 | 0 | 0 | 0 | 0 | 0 | 0 | 0 | 0 | 0 | 0 | 0 | 0
Incremental water available for agricultural use (MCM) |  | 0 | 3010866.5138 | 5200713.0945 | 7456253.5841 | 9845194.0629 | 11430317.1369 | 13062990.5543 | 14744637.0408 | 16476740.7489 | 18260814.2327 | 20098400.7599 | 21991105.0248 | 23940590.8371 | 25948585.745 | 28016812.6731 | 30147088.9983 | 32341260.4989 | 34601265.0937 | 36929069.1031 | 39326700.2743 | 42611552.0813
Water used to retain citrus production |  |  | 1783030.2727 | 3566060.5455 | 5349090.8182 | 7132121.0909 | 4707199.92 | 3106751.9472 | 2050456.2852 | 1353301.1482 | 0 | 0 | 0 | 0 | 0 | 0 | 0 | 0 | 0 | 0 | 0 | 0
Retained citrus area (ha) |  | 0 | 254.7186 | 509.4372 | 764.1558 | 1018.8744 | 672.4571 | 443.8217 | 292.9223 | 193.3287 | 0 | 0 | 0 | 0 | 0 | 0 | 0 | 0 | 0
Value of retained area (JD million) |  |  | 1630199.1065 | 3260398.213 | 4890597.3195 | 6520796.426 | 4303725.6411 | 2840458.9232 | 1874702.8893 | 1237303.9069 | 0 | 0 | 0 | 0 | 0 | 0 | 0 | 0 | 0 | 0 | 0 | 0
Incremental water for existing irrigation (MCM) | [5 empty] | 2713072.972 | 6723117.2169 | 9956238.6071 | 12694180.7557 | 15123439.6007 | 18260814.2327 | 20098400.7599 | 21991105.0248 | 23940590.8371 | 25948585.745 | 28016812.6731 | 30147088.9983 | 32341260.4989 | 34601265.0937 | 36929069.1031 | 39326700.2743 | 42611552.0813
% of irrigation under low-value cultivation | [5 empty] | 10% | 20% | 33% | 50% | 75% | 100% | 100% | 100% | 100% | 100% | 100% | 100% | 100% | 100% | 100% | 100% | 100%
% of irrigation under high-value cultivation | [5 empty] | 90% | 80% | 67% | 50% | 25% | 0% | 0% | 0% | 0% | 0% | 0% | 0% | 0% | 0% | 0% | 0% | 0%
Incremental irrigation added value (JD million) | [5 empty] | 618529.1129 | 1391509.4414 | 1788783.0218 | 1827357.3558 | 1382803.6014 | 710648.1255 | 782160.6771 | 855818.2217 | 931685.5089 | 1009829.769 | 1090318.0523 | 1173221.0849 | 1258610.6981 | 1346562.3091 | 1437152.4402 | 1530460.0044 | 1658295.1464
Value of existing irrigation
% of irrigation under low-value cultivation | [5 empty] | 10% | 20% | 33% | 50% | 75% | 100% | 100% | 100% | 100% | 100% | 100% | 100% | 100% | 100% | 100% | 100% | 100%
% of irrigation under high-value cultivation | [5 empty] | 90% | 80% | 67% | 50% | 25% | 0% | 0% | 0% | 0% | 0% | 0% | 0% | 0% | 0% | 0% | 0% | 0%
Value of existing irrigation (JD million) | [5 empty] | 33684650 | 30580800 | 26545795 | 21269250 | 13509625 | 5750000 | 5750000 | 5750000 | 5750000 | 5750000 | 5750000 | 5750000 | 5750000 | 5750000 | 5750000 | 5750000 | 5750000
Total Without Project Beneftis (JD milllion) |  |  | 1630199.1065 | 3260398.213 | 4890597.3195 | 40823975.5388 | 36276035.0825 | 31175036.9449 | 24971310.2451 | 16129732.5083 | 6460648.1255 | 6532160.6771 | 6605818.2217 | 6681685.5089 | 6759829.769 | 6840318.0523 | 6923221.0849 | 7008610.6981 | 7096562.3091 | 7187152.4402 | 7280460.0044 | 7408295.1464
|  |  | 1120487.0858 | 2266758.1168 | 3439382.4677 | 38851972.5614 | 34671238.3433 | 29864735.9069 | 23935298.8656 | 15422129.8445 | 6245630.2298 | 6304723.399 | 6365175.4004 | 6427019.0716 | 6490284.5897 | 6555004.6124 | 6621212.9926 | 6688943.583 | 6758232.5373 | 6829116.0987 | 6901629.1355 | 7007535.5917
Total OM Cost without Project (JD million) | [5 empty] | 9175760.7515 | 9357958.806 | 9545622.4172 | 9738915.1168 | 9938007.497 | 10143073.4147 | 10354290.2569 | 10571842.4712 | 10795921.3002 | 11026725.3126 | 11264452.5458 | 11509311.8935 | 11761515.5142 | 12021286.1573 | 12288849.8366 | 12564439.6264 | 12942008.7996
| Investment Year | 0 | 1 | 2 | 3 | 4 | 5 | 6 | 7 | 8 | 9 | 10 | 11 | 12 | 13 | 14 | 15 | 16 | 17 | 18 | 19 | 20
| Calendar Year | 2010 | 2011 | 2012 | 2013 | 2014 | 2015 | 2016 | 2017 | 2018 | 2019 | 2020 | 2021 | 2022 | 2023 | 2024 | 2025 | 2026 | 2027 | 2028 | 2029 | 2030
With Project Scenario (with P2)
Total Flow into As Samra (MCM) |  | 80441292.5 | 83902058.6078 | 86419123.6432 | 89011698.9185 | 100527490.7585 | 104595074.3831 | 108816227.7391 | 112080723.3531 | 115443143.5798 | 119312368.4088 | 122891755.5453 | 126578506.4244 | 130375858.5669 | 134287141.5174 | 139256903.3453 | 143434609.9173 | 147737648.8059 | 152169777.3467 | 156734881.5523 | 161982442.3874 | 168538023.1938
Total Flow into As Samra (m3/d) |  | 220387.1027 | 229868.6537 | 236764.7223 | 243867.6683 | 275417.7829 | 286561.8476 | 298126.6513 | 307070.4749 | 316282.5851 | 326883.2011 | 336689.7412 | 346790.4286 | 357194.1331 | 367909.9768 | 381525.7626 | 392971.534 | 404760.6817 | 416903.4996 | 429410.6344 | 443787.5134 | 461748.0088
Incremental water available for agricultural use (MCM) |  | 0 | 3287727.8024 | 5678939.586 | 8141886.0976 | 19081888.3456 | 22946092.789 | 26956188.4771 | 30057459.3104 | 33251758.5258 | 36927522.1134 | 40327939.893 | 43830353.2282 | 47437837.7636 | 51153556.5665 | 55874830.3031 | 59843651.5464 | 63931538.4906 | 68142060.6044 | 72478909.5997 | 77464092.393 | 83691894.1591
Water used to retain citrus production |  |  | 1783030.2727 | 3566060.5455 | 5349090.8182 | 7132121.0909 | 7132121.0909 | 7132121.0909 | 7132121.0909 | 7132121.0909 | 7132121.0909 | 7132121.0909 | 7132121.0909 | 7132121.0909 | 7132121.0909 | 7132121.0909 | 7132121.0909 | 7132121.0909 | 7132121.0909 | 7132121.0909 | 7132121.0909 | 7132121.0909
Retained citrus area (ha) |  |  | 254.7186 | 509.4372 | 764.1558 | 1018.8744 | 1018.8744 | 1018.8744 | 1018.8744 | 1018.8744 | 1018.8744 | 1018.8744 | 1018.8744 | 1018.8744 | 1018.8744 | 1018.8744 | 1018.8744 | 1018.8744 | 1018.8744 | 1018.8744 | 1018.8744 | 1018.8744
Value of retained area (JD million) |  |  | 1630199.1065 | 3260398.213 | 4890597.3195 | 6520796.426 | 6520796.426 | 6520796.426 | 6520796.426 | 6520796.426 | 6520796.426 | 6520796.426 | 6520796.426 | 6520796.426 | 6520796.426 | 6520796.426 | 6520796.426 | 6520796.426 | 6520796.426 | 6520796.426 | 6520796.426 | 6520796.426
Water substitution gain (MCM) | [5 empty] | 5000000 | 6000000 | 7000000 | 8000000 | 9000000 | 10000000 | 10000000 | 10000000 | 10000000 | 10000000 | 10000000 | 10000000 | 10000000 | 10000000 | 10000000 | 10000000 | 10000000
Value of water substitution gain (JD million) |  | 0 | 0 | 0 | 0 | 8750000 | 10500000 | 12250000 | 14000000 | 15750000 | 17500000 | 17500000 | 17500000 | 17500000 | 17500000 | 17500000 | 17500000 | 17500000 | 17500000 | 17500000 | 17500000 | 17500000
Incremental water for existing irrigation (MCM) | [5 empty] | 6949767.2547 | 9813971.6981 | 12824067.3862 | 14925338.2195 | 17119637.4349 | 19795401.0225 | 23195818.8021 | 26698232.1373 | 28543000 | 28543000 | 28543000 | 28543000 | 28543000 | 28543000 | 28543000 | 28543000 | 28543000
Incremental irrigation added value (JD million) | [5 empty] | 1730409.8263 | 2443562.8473 | 3193041.0623 | 3716232.6404 | 4262587.1851 | 4928820.6624 | 5775484.4605 | 6647543.9451 | 7106869.3182 | 7106869.3182 | 7106869.3182 | 7106869.3182 | 7106869.3182 | 7106869.3182 | 7106869.3182 | 7106869.3182 | 7106869.3182
Value of existing irrigation (JD million) | [5 empty] | 36788500 | 36788500 | 36788500 | 36788500 | 36788500 | 36788500 | 36788500 | 36788500 | 36788500 | 36788500 | 36788500 | 36788500 | 36788500 | 36788500 | 36788500 | 36788500 | 36788500
Total With Project Benefts (JD milllion) |  | 0 | 1630199.1065 | 3260398.213 | 4890597.3195 | 53789706.2522 | 56252859.2733 | 58752337.4883 | 61025529.0664 | 63321883.6111 | 65738117.0884 | 66584780.8864 | 67456840.3711 | 67916165.7442 | 67916165.7442 | 67916165.7442 | 67916165.7442 | 67916165.7442 | 67916165.7442 | 67916165.7442 | 67916165.7442 | 67916165.7442
Total OM Cost with Project (JD million) | [5 empty] | 8042199.2607 | 8367605.9507 | 8705298.2191 | 8966457.8682 | 9235451.4864 | 9544989.4727 | 9831340.4436 | 10126280.514 | 10430068.6854 | 10742971.3214 | 11140552.2676 | 11474768.7934 | 11819011.9045 | 12173582.1877 | 12538790.5242 | 12958595.391 | 13483041.8555
Incremental Agricultural Benefits (JD million)
Value of retained citrus area |  |  | 0 | 0 | 0 | 0 | 2217070.7848 | 3680337.5028 | 4646093.5367 | 5283492.519 | 6520796.426 | 6520796.426 | 6520796.426 | 6520796.426 | 6520796.426 | 6520796.426 | 6520796.426 | 6520796.426 | 6520796.426 | 6520796.426 | 6520796.426 | 6520796.426
Retained value of existing irrigation |  |  | 0 | 0 | 0 | 3103850 | 6207700 | 10242705 | 15519250 | 23278875 | 31038500 | 31038500 | 31038500 | 31038500 | 31038500 | 31038500 | 31038500 | 31038500 | 31038500 | 31038500 | 31038500 | 31038500
Value of increased water supply to existing irrigation |  |  | 0 | 0 | 0 | 1111880.7134 | 1052053.4059 | 1404258.0405 | 1888875.2846 | 2879783.5837 | 4218172.5369 | 4993323.7833 | 5791725.7234 | 6175183.8093 | 6097039.5492 | 6016551.2658 | 5933648.2333 | 5848258.6201 | 5760307.0091 | 5669716.878 | 5576409.3137 | 5448574.1718
Total Incremental Agricultural Benefits |  |  | 0 | 0 | 0 | 4215730.7134 | 9476824.1907 | 15327300.5433 | 22054218.8213 | 31442151.1027 | 41777468.9629 | 42552620.2093 | 43351022.1494 | 43734480.2352 | 43656335.9751 | 43575847.6918 | 43492944.6592 | 43407555.046 | 43319603.4351 | 43229013.304 | 43135705.7397 | 43007870.5978
Retained value as share of total agricultural benefits | [5 empty] | 73.63% | 65.5% | 66.83% | 70.37% | 74.04% | 74.29% | 72.94% | 71.6% | 70.97% | 71.1% | 71.23% | 71.36% | 71.5% | 71.65% | 71.8% | 71.96% | 72.17%
Total Incremental Waste Water Treatment Benefits (JD million) |  | 0 | 0 | 0 | 0 | 12965730.7134 | 19976824.1907 | 27577300.5433 | 36054218.8213 | 47192151.1027 | 59277468.9629 | 60052620.2093 | 60851022.1494 | 61234480.2352 | 61156335.9751 | 61075847.6918 | 60992944.6592 | 60907555.046 | 60819603.4351 | 60729013.304 | 60635705.7397 | 60507870.5978
269993385.6891
Incremental Waste Water Treatment Costs | Phasing of works | 1 2011: 22%; 2 2012: 22%; 3 2013: 47%; 4 2014: 9%; 5 2015: 0%
Investment Costs (JD million)
As Samra Expansion Investment |  | 0 2010: 0; 1 2011: 30422857.1429; 2 2012: 30422857.1429; 3 2013: 64994285.7143; 4 2014: 12445714.2857; 5 2015: 0; 15 2025: 235714285.7143
Construction Supervision |  | 1 2011: 942857.1429; 2 2012: 942857.1429; 3 2013: 2014285.7143; 4 2014: 385714.2857; 5 2015: 0; 15 2025: 10000000
Total Investment Costs |  | 0 | 31365714.2857 | 31365714.2857 | 67008571.4286 | 12831428.5714 | 0 | 0 | 0 | 0 | 0 | 0 | 0 | 0 | 0 | 0 | 245714285.7143 | 0 | 0 | 0 | 0 | 0
Recurrent Costs
O&M Costs post capacity expansion (JD million) |  |  |  | 0 | 0 | -1133561.4908 | -990352.8553 | -840324.198 | -772457.2485 | -702556.0106 | -598083.942 | -522949.8133 | -445561.9573 | -365852.6149 | -283753.9912 | -123900.2781 | -34543.1001 | 57496.3902 | 152296.0304 | 249940.6876 | 394155.7646 | 541033.0559
Sludge removal cost | [5 empty] | 7857142.8571 | 7857142.8571 | 7857142.8571 | 7857142.8571 | 7857142.8571 | 7857142.8571 | 7857142.8571 | 7857142.8571 | 7857142.8571 | 7857142.8571 | 7857142.8571 | 7857142.8571 | 7857142.8571 | 7857142.8571 | 7857142.8571 | 7857142.8571 | 7857142.8571
Total Incremental Waste Water Recurrent Costs (JD million) |  | 0 | 0 | 0 | 0 | 6723581.3663 | 6866790.0018 | 7016818.6591 | 7084685.6086 | 7154586.8465 | 7259058.9152 | 7334193.0439 | 7411580.8999 | 7491290.2423 | 7573388.8659 | 7733242.579 | 7822599.757 | 7914639.2474 | 8009438.8876 | 8107083.5448 | 8251298.6218 | 8398175.9131
Total Incremental Waste Water Treatment Costs (JD million) |  | 0 | 31365714.2857 | 31365714.2857 | 67008571.4286 | 19555009.9378 | 6866790.0018 | 7016818.6591 | 7084685.6086 | 7154586.8465 | 7259058.9152 | 7334193.0439 | 7411580.8999 | 7491290.2423 | 7573388.8659 | 7733242.579 | 253536885.4713 | 7914639.2474 | 8009438.8876 | 8107083.5448 | 8251298.6218 | 8398175.9131
Waste Water Treatment Incremental Net Benefits |  |  | -31365714.2857 | -31365714.2857 | -67008571.4286 | -6589279.2244 | 13110034.1889 | 20560481.8842 | 28969533.2127 | 40037564.2562 | 52018410.0477 | 52718427.1654 | 53439441.2496 | 53743189.993 | 53582947.1092 | 53342605.1128 | -192543940.8121 | 52992915.7987 | 52810164.5475 | 52621929.7592 | 52384407.1179 | 52109694.6847
ERR before waste water collection costs and benefits |  | 0 2010: 15.62%
| Investment Year | 0 | 1 | 2 | 3 | 4 | 5 | 6 | 7 | 8 | 9 | 10 | 11 | 12 | 13 | 14 | 15 | 16 | 17 | 18 | 19 | 20
Water Collection Costs and Benefits (P2) | Calendar Year | 2010 | 2011 | 2012 | 2013 | 2014 | 2015 | 2016 | 2017 | 2018 | 2019 | 2020 | 2021 | 2022 | 2023 | 2024 | 2025 | 2026 | 2027 | 2028 | 2029 | 2030
Incremental Water Collection Investment Costs |  |  | 6380744.2557 | 12761488.5115 | 15496093.1925 | 8659581.4899 | 2278837.2342 | 0 | 0 | 0 | 0 | 0 | 0 | 0 | 0 | 0 | 0 | 0 | 0 | 0 | 0 | 0
Incremental Water Collection Recurrent Costs |  |  | 0 | 0 | 0 | -824602.3351 | -779690.2735 | -732799.9286 | -706168.5563 | -678738.6278 | -642367.3148 | -613022.9405 | -582798.3658 | -551667.0887 | -519602.2322 | -467752.4422 | -433170.1804 | -397550.1267 | -360861.6845 | -323072.3363 | -273239.0775 | -217641.296
Total incremental Water Collection Costs |  |  | 6380744.2557 | 12761488.5115 | 15496093.1925 | 7834979.1548 | 1499146.9607 | -732799.9286 | -706168.5563 | -678738.6278 | -642367.3148 | -613022.9405 | -582798.3658 | -551667.0887 | -519602.2322 | -467752.4422 | -433170.1804 | -397550.1267 | -360861.6845 | -323072.3363 | -273239.0775 | -217641.296
Incremental Water Collection Benefits |  |  | 0 | 0 | 0 | 1403181.319 | 4377417.2718 | 5326514.0375 | 3370477.923 | 3620629.1242 | 3942853.6686 | 4210217.1496 | 4485160.8606 | 4769176.4437 | 5061048.1026 | 5512079.8554 | 5826662.7572 | 6150329.5595 | 6483773.8971 | 6827182.3299 | 7267709.3131 | 7756303.1717
Water Collection Incremental Net Benefits |  |  | -6380744.2557 | -12761488.5115 | -15496093.1925 | -6431797.8358 | 2878270.3111 | 6059313.9661 | 4076646.4793 | 4299367.752 | 4585220.9833 | 4823240.09 | 5067959.2263 | 5320843.5324 | 5580650.3347 | 5979832.2976 | 6259832.9375 | 6547879.6862 | 6844635.5816 | 7150254.6661 | 7540948.3907 | 7973944.4677
26991562.353
| Investment Year | 0 | 1 | 2 | 3 | 4 | 5 | 6 | 7 | 8 | 9 | 10 | 11 | 12 | 13 | 14 | 15 | 16 | 17 | 18 | 19 | 20
Total Incremental Costs and Benefits | Calendar Year | 2010 | 2011 | 2012 | 2013 | 2014 | 2015 | 2016 | 2017 | 2018 | 2019 | 2020 | 2021 | 2022 | 2023 | 2024 | 2025 | 2026 | 2027 | 2028 | 2029 | 2030
Incremental Investment Costs |  |  | 37746458.5415 | 44127202.7972 | 82504664.6211 | 21491010.0614 | 2278837.2342 | 0 | 0 | 0 | 0 | 0 | 0 | 0 | 0 | 0 | 245714285.7143 | 0 | 0 | 0 | 0 | 0
Incremental Recurrent Costs |  |  | 0 | 0 | 0 | 5898979.0312 | 6087099.7283 | 6284018.7305 | 6378517.0523 | 6475848.2187 | 6616691.6004 | 6721170.1034 | 6828782.5341 | 6939623.1535 | 7053786.6337 | 7265490.1368 | 7389429.5767 | 7517089.1206 | 7648577.203 | 7784011.2085 | 7978059.5442 | 8180534.617
Total Incremental Costs |  |  | 37746458.5415 | 44127202.7972 | 82504664.6211 | 27389989.0926 | 8365936.9625 | 6284018.7305 | 6378517.0523 | 6475848.2187 | 6616691.6004 | 6721170.1034 | 6828782.5341 | 6939623.1535 | 7053786.6337 | 7265490.1368 | 253103715.291 | 7517089.1206 | 7648577.203 | 7784011.2085 | 7978059.5442 | 8180534.617
Total Incremental Benefits |  |  | 0 | 0 | 0 | 14368912.0324 | 24354241.4625 | 32903814.5808 | 39424696.7443 | 50812780.227 | 63220322.6315 | 64262837.3589 | 65336183.01 | 66003656.6789 | 66217384.0777 | 66587927.5472 | 66819607.4164 | 67057884.6055 | 67303377.3322 | 67556195.6338 | 67903415.0528 | 68264173.7695
Incremental Net Benefits |  |  | -37746458.5415 | -44127202.7972 | -82504664.6211 | -13021077.0602 | 15988304.5 | 26619795.8504 | 33046179.692 | 44336932.0082 | 56603631.0311 | 57541667.2554 | 58507400.4759 | 59064033.5253 | 59163597.444 | 59322437.4104 | -186284107.8746 | 59540795.4849 | 59654800.1292 | 59772184.4253 | 59925355.5086 | 60083639.1524
| ERR before Compact Management and Administration Costs | 26991562.353 0 2010: 14.07%
Compact Management and Administration Costs |  | 26991562.353 1 2011: 1477857.1429; 26991562.353 2 2012: 1477857.1429; 26991562.353 3 2013: 1477857.1429; 26991562.353 4 2014: 1477857.1429; 26991562.353 5 2015: 1477857.1429
Total Incremental Costs including Compact Admin/Management Costs
MCC Costs (USD million) |  | 26991562.353 0 2010: 138285714.2857
Total capital costs including Price Contingencies
Waste water collection Zarqa | 50000000
As Samra expansion | 88000000
Total | 138000000
Total capital costs excluding Price Contingencies | 147821428.5714
Construction supervision costs -- treatment fracility | 6000000
Construction supervision -- water collection | 3986013.986
MCC costs of capital and construction supervision | 147986013.986
M&E | 1300000
Compact Administration | 9200000
Total MCC Costs | 158486013.986
Compact Administation (MCA) | 850000
Jordan contribution to P2 (WZPS) | 17000000
Incremental Net Benefits after Compact Costs |  |  | -39224315.6843 | -45605059.9401 | -83982521.764 | -14498934.2031 | 14510447.3571 | 26619795.8504 | 33046179.692 | 44336932.0082 | 56603631.0311 | 57541667.2554 | 58507400.4759 | 59064033.5253 | 59163597.444 | 59322437.4104 | -186284107.8746 | 59540795.4849 | 59654800.1292 | 59772184.4253 | 59925355.5086 | 60083639.1524
| ERR after Compact Management and Administration Costs | 26991562.353 0 2010: 13.52%
Total Costs in 2005 PPP USD million |  |  | 76564824.6277 | 89507510.7448 | 167352260.8947 | 55557787.2061 | 16969446.1714 | 12746488.2971 | 12938168.4632 | 13135594.7641 | 13421281.1367 | 13633205.0779 | 13851485.8704 | 14076314.7131 | 14307883.6384 | 14737302.5087 | 513394960.0223 | 15247645.2751 | 15514355.3814 | 15789069.3885 | 16182676.5603 | 16593376.5051
NPV Total Costs @ 10% (2005 PPP USD) |  | 26991562.353 0 2010: 503313556.7496
Total Benefits in 2005 PPP USD million |  |  | 0 | 0 | 0 | 29145866.1914 | 49400084.1024 | 66742017.4053 | 79968958.9134 | 103068519.7301 | 128235948.5426 | 130350582.878 | 132527754.5842 | 133881656.5495 | 134315180.685 | 135066790.1566 | 135536729.0394 | 136020049.9098 | 136518006.759 | 137030822.7867 | 137735121.811 | 138466883.9137
NPV Total Benefits @ 10% (2005 PPP USD) |  | 26991562.353 0 2010: 602403545.7243
Sensitivity
Variation in capital costs - P2 | 0
Variation in capital costs - As Samra | 0
Variation in benefits | 0
Fresh water substitution (MCM) |  |  |  |  | calc value | 5000000 | 6000000 | 7000000 | 8000000 | 9000000 | 10000000 | 10000000 | 10000000 | 10000000 | 10000000 | 10000000 | 10000000 | 10000000 | 10000000 | 10000000 | 10000000 | 10000000
[5 empty] | Base | 5000000 | 6000000 | 7000000 | 8000000 | 9000000 | 10000000 | 10000000 | 10000000 | 10000000 | 10000000 | 10000000 | 10000000 | 10000000 | 10000000 | 10000000 | 10000000 | 10000000
[6 empty] | 1 | 2 | 3 | 4 | 5 | 6 | 7
% of irrigation under low-value cultivation |  |  |  |  | calc value | 10% | 20% | 33% | 50% | 75% | 100% | 100% | 100% | 100% | 100% | 100% | 100% | 100% | 100% | 100% | 100% | 100%
[5 empty] | Base | 10% | 20% | 33% | 50% | 75% | 100% | 100% | 100% | 100% | 100% | 100% | 100% | 100% | 100% | 100% | 100% | 100%
[6 empty] | 10% | 20% | 30% | 40% | 50% | 60% | 70% | 80% | 90% | 100% | 100% | 100% | 100% | 100% | 100% | 100% | 100%
| Investment Year | 0 | 1 | 2 | 3 | 4 | 5 | 6 | 7 | 8 | 9 | 10 | 11 | 12 | 13 | 14 | 15 | 16 | 17 | 18 | 19 | 20
Delay of Benefits (JD million) | Calendar Year | 2010 | 2011 | 2012 | 2013 | 2014 | 2015 | 2016 | 2017 | 2018 | 2019 | 2020 | 2021 | 2022 | 2023 | 2024 | 2025 | 2026 | 2027 | 2028 | 2029 | 2030
Benefits Delayed 1 year |  |  |  | 0 | 0 | 0 | 14368912.0324 | 24354241.4625 | 32903814.5808 | 39424696.7443 | 50812780.227 | 63220322.6315 | 64262837.3589 | 65336183.01 | 66003656.6789 | 66217384.0777 | 66587927.5472 | 66819607.4164 | 67057884.6055 | 67303377.3322 | 67556195.6338 | 67903415.0528
Total Incremental Costs |  |  | 37746458.5415 | 44127202.7972 | 82504664.6211 | 27389989.0926 | 8365936.9625 | 6284018.7305 | 6378517.0523 | 6475848.2187 | 6616691.6004 | 6721170.1034 | 6828782.5341 | 6939623.1535 | 7053786.6337 | 7265490.1368 | 253103715.291 | 7517089.1206 | 7648577.203 | 7784011.2085 | 7978059.5442 | 8180534.617
|  |  | -37746458.5415 | -44127202.7972 | -82504664.6211 | -27389989.0926 | 6002975.0699 | 18070222.732 | 26525297.5285 | 32948848.5256 | 44196088.6266 | 56499152.5281 | 57434054.8248 | 58396559.8565 | 58949870.0452 | 58951893.9409 | -186515787.7438 | 59302518.2958 | 59409307.4025 | 59519366.1237 | 59578136.0896 | 59722880.4358
11%
Total Benefits in 2005 PPP USD million |  |  | 0 | 0 | 0 | 0 | 29145866.1914 | 49400084.1024 | 66742017.4053 | 79968958.9134 | 103068519.7301 | 128235948.5426 | 130350582.878 | 132527754.5842 | 133881656.5495 | 134315180.685 | 135066790.1566 | 135536729.0394 | 136020049.9098 | 136518006.759 | 137030822.7867 | 137735121.811
NPV Total Benefits @ 10% (2005 PPP USD) |  | 0 2010: 528928477.9438
Note on C11: Note: Source: Memo: "Reallocation of Water Resources.pdf", Basem Telfah (April 2010).
Note on C12: Note: 93% of the population connected.
Note on H13: Note: cf Atkins Memo on revised flows
Note on C17: Note: Using MWH population estimate.
Note on G21: Note: Assuming Zarqa bulk network loss reduction and Disi water.
Note on C28: Note: Calibrated to MWH flow estimates.
Note on C34: Note: Squares with MWH Consultants pumping data.
Note on C36: Note: At present approximatelyh 16 800 m3/d are dumped into Wadi Zarqa
Note on C37: Note: Squares with MWH Consultants pumping data.
Note on E62: Note: Applying 87% efficiency in conversion of waste to treated water
Note on A69: Note: Loss of 75%.
Note on G69: Note: The 0.75 factor discounts the value of incremental employment, assuming that half of the estimated value added represents payment to hire labor.
Note on G77: Note: Notional increase in current unit charges by 25% to account for water treatment above contractual quantity.
Note on A84: Note: In reference to current cultivated area
Note on H85: Note: Assumes Disi stablizes decline in area for some time; water substitution proceeds elsewhere
Note on C90: Note: JD 0.6/m3 represents conveyance cost from Zai to Amman area
Note on A111: Note: This is an all-in cost, including physical and other risk contingencies and Compact administration and management costs.
Note on R111: Note: This is an estimate of future investment required to sustain the flow of incremental benefits initiated by a commitment to the expansion of As Samra; this may represent further expansion of As Samra or the construction of a new plant at the Wadi Zarqa site. Here it is assumed that As Samra can be further expanded.
Note on D140: Note: Price contingencies exclueded in compact management and administration costs

## P2_Streams
Millenium Challenge Corporation
Jordan: Waste Water Collection and Treatment: As Samra Expansion Project and Zarqa Wastewater Network Reinforcement Expansion Project
0 | [5 empty] | LAST UPDATED: 1/10/2011
| Investment Year | 0 | 1 | 2 | 3 | 4 | 5 | 6 | 7 | 8 | 9 | 10 | 11 | 12 | 13 | 14 | 15 | 16 | 17 | 18 | 19 | 20
(JD million) | Calendar Year | 2010 | 2011 | 2012 | 2013 | 2014 | 2015 | 2016 | 2017 | 2018 | 2019 | 2020 | 2021 | 2022 | 2023 | 2024 | 2025 | 2026 | 2027 | 2028 | 2029 | 2030
Without Project Scenario
Investment Costs
Recurrent Costs
Pumpage Costs |  | 540000 | 577150.5467 | 594465.0534 | 612298.7984 | 620500 | 620500 | 620500 | 620500 | 620500 | 620500 | 620500 | 620500 | 620500 | 620500 | 620500 | 620500 | 620500 | 620500 | 620500 | 620500 | 620500
System Maintenance Costs | [5 empty] | 1000000 | 1000000 | 1000000 | 1000000 | 1000000 | 1000000 | 1000000 | 1000000 | 1000000 | 1000000 | 1000000 | 1000000 | 1000000 | 1000000 | 1000000 | 1000000 | 1000000
Total Recurrent Costs |  | 540000 | 577150.5467 | 594465.0534 | 612298.7984 | 1620500 | 1620500 | 1620500 | 1620500 | 1620500 | 1620500 | 1620500 | 1620500 | 1620500 | 1620500 | 1620500 | 1620500 | 1620500 | 1620500 | 1620500 | 1620500 | 1620500
Total Costs |  | 540000 | 577150.5467 | 594465.0534 | 612298.7984 | 1620500 | 1620500 | 1620500 | 1620500 | 1620500 | 1620500 | 1620500 | 1620500 | 1620500 | 1620500 | 1620500 | 1620500 | 1620500 | 1620500 | 1620500 | 1620500 | 1620500
With Project Scenario | Phasing of works | 1 2011: 0.14; 2 2012: 0.28; 3 2013: 0.34; LAST UPDATED: 1/10/2011 4 2014: 0.19; LAST UPDATED: 1/10/2011 5 2015: 0.05
Investment Costs
Works |  | 1 2011: 5982142.8571; 2 2012: 11964285.7143; 3 2013: 14528061.2245; LAST UPDATED: 1/10/2011 4 2014: 8118622.449; LAST UPDATED: 1/10/2011 5 2015: 2136479.5918
Construction Supervison |  | 1 2011: 398601.3986; 2 2012: 797202.7972; 3 2013: 968031.968; LAST UPDATED: 1/10/2011 4 2014: 540959.041; LAST UPDATED: 1/10/2011 5 2015: 142357.6424
Total Investment |  | 1 2011: 6380744.2557; 2 2012: 12761488.5115; 3 2013: 15496093.1925; LAST UPDATED: 1/10/2011 4 2014: 8659581.4899; LAST UPDATED: 1/10/2011 5 2015: 2278837.2342
Recurrent Costs
Pumpage Costs |  | 540000 | 577150.5467 | 594465.0534 | 612298.7984 | 795897.6649 | 840809.7265 | 887700.0714 | 914331.4437 | 941761.3722 | 978132.6852 | 1007477.0595 | 1037701.6342 | 1068832.9113 | 1100897.7678 | 1152747.5578 | 1187329.8196 | 1222949.8733 | 1259638.3155 | 1297427.6637 | 1347260.9225 | 1402858.704
System Maintenance Costs
Total Recurrent Costs |  | 540000 | 577150.5467 | 594465.0534 | 612298.7984 | 795897.6649 | 840809.7265 | 887700.0714 | 914331.4437 | 941761.3722 | 978132.6852 | 1007477.0595 | 1037701.6342 | 1068832.9113 | 1100897.7678 | 1152747.5578 | 1187329.8196 | 1222949.8733 | 1259638.3155 | 1297427.6637 | 1347260.9225 | 1402858.704
Total Costs |  | 540000 | 6559293.4038 | 12558750.7677 | 15140360.0228 | 795897.6649 | 840809.7265 | 887700.0714 | 914331.4437 | 941761.3722 | 978132.6852 | 1007477.0595 | 1037701.6342 | 1068832.9113 | 1100897.7678 | 1152747.5578 | 1187329.8196 | 1222949.8733 | 1259638.3155 | 1297427.6637 | 1347260.9225 | 1402858.704
Incremental
Investment Costs |  | 0 | 6380744.2557 | 12761488.5115 | 15496093.1925 | 8659581.4899 | 2278837.2342 | 0 | 0 | 0 | 0 | 0 | 0 | 0 | 0 | 0 | 0 | 0 | 0 | 0 | 0 | 0
Recurrent Costs
Pumpage Costs |  | 0 | 0 | 0 | 0 | 175397.6649 | 220309.7265 | 267200.0714 | 293831.4437 | 321261.3722 | 357632.6852 | 386977.0595 | 417201.6342 | 448332.9113 | 480397.7678 | 532247.5578 | 566829.8196 | 602449.8733 | 639138.3155 | 676927.6637 | 726760.9225 | 782358.704
System Maintenance Costs |  | 0 | 0 | 0 | 0 | -1000000 | -1000000 | -1000000 | -1000000 | -1000000 | -1000000 | -1000000 | -1000000 | -1000000 | -1000000 | -1000000 | -1000000 | -1000000 | -1000000 | -1000000 | -1000000 | -1000000
Total Recurrent Costs |  | 0 | 0 | 0 | 0 | -824602.3351 | -779690.2735 | -732799.9286 | -706168.5563 | -678738.6278 | -642367.3148 | -613022.9405 | -582798.3658 | -551667.0887 | -519602.2322 | -467752.4422 | -433170.1804 | -397550.1267 | -360861.6845 | -323072.3363 | -273239.0775 | -217641.296
Total Costs |  | 0 | 6380744.2557 | 12761488.5115 | 15496093.1925 | 7834979.1548 | 1499146.9607 | -732799.9286 | -706168.5563 | -678738.6278 | -642367.3148 | -613022.9405 | -582798.3658 | -551667.0887 | -519602.2322 | -467752.4422 | -433170.1804 | -397550.1267 | -360861.6845 | -323072.3363 | -273239.0775 | -217641.296
| Investment Year | 0 | 1 | 2 | 3 | 4 | 5 | 6 | 7 | 8 | 9 | 10 | 11 | 12 | 13 | 14 | 15 | 16 | 17 | 18 | 19 | 20
| Calendar Year | 2010 | 2011 | 2012 | 2013 | 2014 | 2015 | 2016 | 2017 | 2018 | 2019 | 2020 | 2021 | 2022 | 2023 | 2024 | 2025 | 2026 | 2027 | 2028 | 2029 | 2030
Incremental Benefits (excluding value of treated waste water benefits)
Avoided downstream agricultual contamination (JD million) | [5 empty] | 1403181.319 | 1762477.8118 | 2137600.5708 | 2350651.5497 | 2570090.9776 | 2861061.4819 | 3095816.4762 | 3337613.0739 | 3586663.2903 | 3843182.1426 | 4257980.462 | 4534638.5572 | 4819598.9862 | 5113106.5238 | 5415421.3099 | 5814087.3798 | 6258869.6317
Incremental population connected to waste water collection system |  |  | 0 | 0 | 0 | 0 | 69433.91 | 143033.8 | 147324.84 | 151744.58 | 156296.92 | 160985.89 | 165815.52 | 170789.97 | 175913.66 | 181191.01 | 186626.7 | 192225.54 | 197992.34 | 203932.17 | 210050.1 | 216351.59
Annual change in connections |  |  |  | 0 | 0 | 0 | 69433.91 | 73599.89 | 4291.04 | 4419.74 | 4552.34 | 4688.97 | 4829.63 | 4974.45 | 5123.69 | 5277.35 | 5435.69 | 5598.84 | 5766.8 | 5939.83 | 6117.93 | 6301.49
Incremental Connections within existing network |  |  | 0 | 0 | 0 | 0 | 17358 | 18400 | 1073 | 1105 | 1138 | 1172 | 1207 | 1244 | 1281 | 1319 | 1359 | 1400 | 1442 | 1485 | 1529 | 1575
Incremental Connections outside existing network |  |  | 0 | 0 | 0 | 0 | 52075 | 55200 | 3218 | 3315 | 3414 | 3517 | 3622 | 3731 | 3843 | 3958 | 4077 | 4199 | 4325 | 4455 | 4588 | 4726
Avoided cesspit maintenance costs (JD million) |  |  | 0 | 0 | 0 | 0 | 1388678.2 | 2860676 | 2946496.8 | 3034891.6 | 3125938.4 | 3219717.8 | 3316310.4 | 3415799.4 | 3518273.2 | 3623820.2 | 3732534 | 3844510.8 | 3959846.8 | 4078643.4 | 4201002 | 4327031.8
Annual cost of waste water tariff (JD million) |  |  | 0 | 0 | 0 | 0 | 972074.74 | 2002473.2 | 2062547.76 | 2124424.12 | 2188156.88 | 2253802.46 | 2321417.28 | 2391059.58 | 2462791.24 | 2536674.14 | 2612773.8 | 2691157.56 | 2771892.76 | 2855050.38 | 2940701.4 | 3028922.26
Avoided cost of cesspit construction (JD million) |  |  | 0 | 0 | 0 | 0 | 22681400 | 24042666.6667 | 1401773.3333 | 1443866.6667 | 1486986.6667 | 1531693.3333 | 1577426.6667 | 1625213.3333 | 1673840 | 1723773.3333 | 1775760 | 1829053.3333 | 1883933.3333 | 1940400 | 1998173.3333 | 2058280
Netwok connection cost (JD million) |  |  | 0 | 0 | 0 | 0 | 27773564 | 29439956 | 1716416 | 1767896 | 1820936 | 1875588 | 1931852 | 1989780 | 2049476 | 2110940 | 2174276 | 2239536 | 2306720 | 2375932 | 2447172 | 2520596
Value of land reclaimed (JD million) |  |  | 0 | 0 | 0 | 0 | 7290500 | 7728000 | 450520 | 464100 | 477960 | 492380 | 507080 | 522340 | 538020 | 554120 | 570780 | 587860 | 605500 | 623700 | 642320 | 661640
Household connection benefits (JD million) |  |  | 0 | 0 | 0 | 0 | 2614939.46 | 3188913.4667 | 1019826.3733 | 1050538.1467 | 1081792.1867 | 1114400.6733 | 1147547.7867 | 1182513.1533 | 1217865.96 | 1254099.3933 | 1292024.2 | 1330730.5733 | 1370667.3733 | 1411761.02 | 1453621.9333 | 1497433.54
Total # connections compared to counerfactual |  |  | 0 | 0 | 0 | 0 | 23144.6367 | 47677.9333 | 49108.28 | 50581.5267 | 52098.9733 | 53661.9633 | 55271.84 | 56929.99 | 58637.8867 | 60397.0033 | 62208.9 | 64075.18 | 65997.4467 | 67977.39 | 70016.7 | 72117.1967
Total Incremental Connections (pop) | 216351.59
Total Incremental Connections (households) | 40065.1093
Note on A38: Note: Notional estimate based on current cost of waste water treatment
Note on A46: Note: Takes into account that on average half actually empty out pits regularly.

## Data
Jordan
Analysis of Expansion of As Samra Water Treatment Plant
0
Data
Disi comes on line in 2014
Current As Samra Capacity (m3/d) | 267000 | Given technical specification
Amman base population 2010 | 2370000 | Derived from Atkins memo
Zarqa base population 2010 | 921451
Present Amman pop waste water generation rate (l/p/d) | 103 |  | 104.4
Present Zarqa pop waste water generation rate (l/p/d) | 58
As Samra design hydraulic capacity (m3/d) | 267000 | Harza
As Samra design hydraulic capacity (MCM) | 97455000 | Harza
As Samra design BOD load capacity (kg/d) | 174000 | Harza
As Samra design BOD load capacity (MT) | 63510000 | Harza
Distribution Water losses Amman | 38% | Based on existing water flows used in the As Samra Plant Expansion worksheet
Distribution Water losses Zarqa | 54% | Based on existing water flows used in the As Samra Plant Expansion worksheet (assumes no impact of P1-B)
Municipal Waste Water Capture | 80%
Average System Losses in 2015 | 25%
BOD rate (gm/capita/d) | 65 | Appendix 36 Environmenal Plan
Population Growth Rate | 3% | DoS
Projected Hydraulic load without Disi in 2025 (MCM) | 127750000 | Harza ES-13
Implied Annual growth rate in hydraulic load | 3.053% | Year 2016-2005 using Harza figures
Annual growth rate in hydraulic load in analysis | 3%
Projected BOD load without Disi in 2025 (kg/d) | 215000 | Harza ES-13
Implied Annual growth rate in BOD load | 2.379% | Year 2016-2005 using Harza figures
Annual growth rate in BOD load in analysis | 3%
As Samra Expansion Investment (USD million) | 193600000 | Excluding price contingencies; check
As Samra Expansion Investment (JD million) | 138285714.2857
P2 Investment Cost (JD million) | 45464285.7143 | Excluding price contingencies; check
Septage Facility Investment (JD million) | 28571428.5714
Septage Treatment Volume (MCM) | 5270000
Septage OM Costs (JD/m3) | 0.19
Future Waste Water Treatment Investment | 235714285.7143
Value of water to municipal sector (JD/m3) | 2.35 | Haddadin, 2006
Current water treatment O&M cost (JD/m3) | 0.08
Water Treatment O&M cost after expansion (JD/m3) | 0.08
As Samra excess hydraulic capacity charge (JD/m3) | 0.1
As Samra sludge removal cost post expansion (JD million) | 7857142.8571
Pumpage cost from Zarqa to As Samra (JD/m3) | 0.02 | MWH
Water losses in treatment | 5% | Check with MWH; they have a working assumption
Affected Agricultural Area (ha) | 11500 | Area dependent upon KTD
Value Added per hectare - high value cultivation (JD) | 3199 | Estimated from DoS on production, areas and farmgate prices; cf JorAgProd_2008.xlsx
Value-Added per hectare citrus | 6400
Value Added per hectare - low value cultivation (JD) | 500 |  | 2285 | 2285
Base Ag Value (JD million) | 36788500
Cost of Irrigation Development (JD/ha) | 15000 | Check
Average Water supplied in M. Ghor (m3/ha) | 4818 | JVA
Portion of Zarqa population connect to waste water system -w/o | 0.72 | MWH
Portion of Zarqa population connect to waste water system - w | 0.85
KTD flow (MCM) | 80000000
Exchange rate (USD/JD) | 1.4
Conversion factor (JD 2010/USD PPP 2005) | 0.493
Cost to build a cesspit (JD) | 1400 | MWH
Cost to connect to the sewer network | 1200 | MWH
Benefit attributable to MCC of new sewer to communities outside the MCC network | 60% | MWH
saturation density before WAJ will extend network to new community | 40% | MWH
% of growth within the MCC network area | 25% | MWH
% of growth outside of the MCC network area | 75% | MWH
Average annual cost of cesspit maintenance (saved when cesspits taken offline) (JD/connection) | 60 | MWH
Average annual wastewater tariff (JD/water subscriber) | 14 | MWH
Water subscribers per sewer connection | 3 | MWH
Average area per cesspint (m2) | 30 | MWH
Average value of reclaimed land. Zarqa(JD/m2) | 35 | MWH
Total MCC Costs
Waste Water Treatment - Septage | 40000000
Note on B7: Note: Source: Memo: "Reallocation of Water Resources.pdf", Basem Telfah (April 2010).
Note on B8: Note: Using MWH population estimate.
Note on B31: Note: This is an all-in cost, including physical and contingencies embedded in the Atkin's top end not-to-exceed estimate. Ten percent design risks are added to the Atkin's estimate.

## Sept_Proj_Streams
Jordan | 0
Analysis of Septage Treatment Option | [5 empty] | 89.6
As Samra reaches capacity utilization in 2014
P2 is Built in Future with Project and not Built in Future without Project (Change in Water Flows without and with Project)
Base Scenario | Investment Year | 0 | 1 | 2 | 3 | 4 | 5 | 6 | 7 | 8 | 9 | 10 | 11 | 12 | 13 | 14 | 15 | 16 | 17 | 18 | 19 | 20
| Calendar Year | 2010 | 2011 | 2012 | 2013 | 2014 | 2015 | 2016 | 2017 | 2018 | 2019 | 2020 | 2021 | 2022 | 2023 | 2024 | 2025 | 2026 | 2027 | 2028 | 2029 | 2030
Amman population |  | 2370000 | 2441100 | 2514333 | 2589763 | 2667456 | 2747480 | 2829904 | 2914801 | 3002245 | 3092312 | 3185081 | 3280633 | 3379052 | 3480424 | 3584837 | 3692382 | 3803153 | 3917248 | 4034765 | 4155808 | 4280482
Amman population generating flows directly to As Samra |  | 1629100 | 1677973 | 1728311.69 | 1780160.59 | 1833565.08 | 1888572.4 | 1945228.72 | 2003585.93 | 2063693.85 | 2125604.16 | 2189372.33 | 2255052.69 | 2322704.36 | 2392386.32 | 2464158.41 | 2538083.26 | 2614225.29 | 2692652.64 | 2773431.45 | 2856634.44 | 2942333.26
Amman waste water generation (l/p/d) |  | 103 | 103 | 103 | 103 | 104 | 104 | 104 | 104 | 104 | 104 | 104 | 104 | 104 | 104 | 104 | 104 | 104 | 104 | 104 | 104 | 105
Flow, Amman (MCM) |  | 61246014.5 | 63083394.935 | 64975877.9856 | 66925137.3811 | 69602130.4368 | 71690208.304 | 73840882.2112 | 76056121.9028 | 78337818.546 | 80687933.9136 | 83108573.6468 | 85601800.1124 | 88169857.5056 | 90814984.7072 | 93539453.2436 | 96345640.5496 | 99235992.0084 | 102213094.2144 | 105279457.842 | 108437843.3424 | 112764922.1895
Flow, Amman (m3/d) |  | 167797.3 | 172831.219 | 178016.1041 | 183356.5408 | 190690.7683 | 196411.5296 | 202303.7869 | 208372.9367 | 214624.1604 | 221062.8326 | 227694.7223 | 234525.4798 | 241561.2534 | 248808.1773 | 256272.4746 | 263960.659 | 271879.4302 | 280035.8746 | 288436.8708 | 297089.9818 | 308944.9923
Zarqa population |  | 851500 | 877045 | 903356 | 930457 | 958371 | 987122 | 1016736 | 1047238 | 1078655 | 1111015 | 1144345 | 1178675 | 1214035 | 1250456 | 1287970 | 1326609 | 1366407 | 1407399 | 1449621 | 1493110 | 1537903
Zarqa population with sewer service |  | 613080 | 631472.4 | 650416.32 | 669929.04 | 690027.12 | 710727.84 | 732049.92 | 754011.36 | 776631.6 | 799930.8 | 823928.4 | 848646 | 874105.2 | 900328.32 | 927338.4 | 955158.48 | 983813.04 | 1013327.28 | 1043727.12 | 1075039.2 | 1107290.16
Zarqa waste water generation (l/p/d) |  | 58 | 58 | 58 | 58 | 87 | 87 | 87 | 87 | 87 | 84 | 84 | 84 | 84 | 84 | 86 | 86 | 86 | 86 | 86 | 87 | 88
Zarqa population waste water flow (MCM) |  | 12978903.6 | 13368270.708 | 13769313.4944 | 14182397.7768 | 21911811.1956 | 22569162.5592 | 23246245.2096 | 23943630.7368 | 24661936.458 | 24525878.328 | 25261644.744 | 26019486.36 | 26800065.432 | 27604066.2912 | 29109152.376 | 29982424.6872 | 30881891.3256 | 31808343.3192 | 32762594.2968 | 34137869.796 | 35566159.9392
Zarqa population waste water flow (m3/d) |  | 35558.64 | 36625.3992 | 37724.1466 | 38855.8843 | 60032.3594 | 61833.3221 | 63688.343 | 65598.9883 | 67566.9492 | 67194.1872 | 69209.9856 | 71286.264 | 73424.8368 | 75627.5789 | 79751.1024 | 82143.6293 | 84607.9214 | 87146.1461 | 89760.5323 | 93528.4104 | 97441.5341
Zarqa population unconnected to waste water system |  | 238420 | 245572.6 | 252939.68 | 260527.96 | 268343.88 | 276394.16 | 284686.08 | 293226.64 | 302023.4 | 311084.2 | 320416.6 | 330029 | 339929.8 | 350127.68 | 360631.6 | 371450.52 | 382593.96 | 394071.72 | 405893.88 | 418070.8 | 430612.84
Water collected from cess pits (MCM) |  | 2523675.7 | 2599385.971 | 2677366.5128 | 2757688.4566 | 4260629.9547 | 4388448.2754 | 4520103.2352 | 4655705.9766 | 4795376.5335 | 4768920.786 | 4911986.478 | 5059344.57 | 5211123.834 | 5367457.3344 | 5660112.962 | 5829915.9114 | 6004812.2022 | 6184955.6454 | 6370504.4466 | 6637919.127 | 6915642.2104
Amman Population generating flows to WZPS |  | 575000 | 592250 | 610018 | 628319 | 647169 | 666584 | 686582 | 707179 | 728394 | 750246 | 772753 | 795936 | 819814 | 844408 | 869740 | 895832 | 922707 | 950388 | 978900 | 1008267 | 1038515
Amman Population waste water flow to WZPS (MCM) |  | 21617125 | 22265638.75 | 22933626.71 | 23621652.805 | 24566535.24 | 25303528.64 | 26062652.72 | 26844514.84 | 27649836.24 | 28479338.16 | 29333703.88 | 30213730.56 | 31120139.44 | 32053727.68 | 33015330.4 | 34005782.72 | 35025957.72 | 36076728.48 | 37159044 | 38273815.32 | 39801087.375
Amman Population waste water flow to WZPS (m3/d) |  | 59225 | 61001.75 | 62831.854 | 64716.857 | 67305.576 | 69324.736 | 71404.528 | 73546.616 | 75752.976 | 78025.584 | 80366.312 | 82777.344 | 85260.656 | 87818.432 | 90452.96 | 93166.528 | 95961.528 | 98840.352 | 101805.6 | 104859.768 | 109044.075
Potential flow from Zarqa pumping stations (MCM) |  | 37119704.3 | 38233295.429 | 39380306.7172 | 40561739.0384 | 50738976.3903 | 52261139.4746 | 53829001.1648 | 55443851.5534 | 57107149.2315 | 57774137.274 | 59507335.102 | 61292561.49 | 63131328.706 | 65025251.3056 | 67784595.738 | 69818123.3186 | 71912661.2478 | 74070027.4446 | 76292142.7434 | 79049604.243 | 82282889.5246
Potential flow from Zarqa pumping stations (m3/d) |  | 101697.82 | 104748.7546 | 107891.2513 | 111128.0522 | 139010.8942 | 143181.204 | 147476.7155 | 151900.9632 | 156457.9431 | 158285.3076 | 163033.7948 | 167924.826 | 172962.5444 | 178151.3734 | 185711.2212 | 191282.5296 | 197020.9897 | 202931.582 | 209019.5692 | 216574.2582 | 225432.574
Total Flow to As Samra from Zarqa pumping stations (MCM) |  | 31025000 | 31025000 | 31025000 | 31025000 | 31025000 | 31025000 | 31025000 | 31025000 | 31025000 | 31025000 | 31025000 | 31025000 | 31025000 | 31025000 | 31025000 | 31025000 | 31025000 | 31025000 | 31025000 | 31025000 | 31025000
Total Flow to As Samra from Zarqa pumping stations (m3/d) |  | 85000 | 85000 | 85000 | 85000 | 85000 | 85000 | 85000 | 85000 | 85000 | 85000 | 85000 | 85000 | 85000 | 85000 | 85000 | 85000 | 85000 | 85000 | 85000 | 85000 | 85000
System overflow into Wadi Zarqa (MCM) |  | 6094704.3 | 7208295.429 | 8355306.7172 | 9536739.0384 | 19713976.3903 | 21236139.4746 | 22804001.1648 | 24418851.5534 | 26082149.2315 | 26749137.274 | 28482335.102 | 30267561.49 | 32106328.706 | 34000251.3056 | 36759595.738 | 38793123.3186 | 40887661.2478 | 43045027.4446 | 45267142.7434 | 48024604.243 | 51257889.5246
Total Flow in Future before Accounting for Additional Flows from P2
MCM |  | 92271014.5 | 94108394.935 | 96000877.9856 | 97950137.3811 | 100627130.4368 | 102715208.304 | 104865882.2112 | 107081121.9028 | 109362818.546 | 111712933.9136 | 114133573.6468 | 116626800.1124 | 119194857.5056 | 121839984.7072 | 124564453.2436 | 127370640.5496 | 130260992.0084 | 133238094.2144 | 136304457.842 | 139462843.3424 | 143789922.1895
m3/d |  | 252797.3 | 257831.219 | 263016.1041 | 268356.5408 | 275690.7683 | 281411.5296 | 287303.7869 | 293372.9367 | 299624.1604 | 306062.8326 | 312694.7223 | 319525.4798 | 326561.2534 | 333808.1773 | 341272.4746 | 348960.659 | 356879.4302 | 365035.8746 | 373436.8708 | 382089.9818 | 393944.9923
| Investment Year | 0 | 1 | 2 | 3 | 4 | 5 | 6 | 7 | 8 | 9 | 10 | 11 | 12 | 13 | 14 | 15 | 16 | 17 | 18 | 19 | 20
| Calendar Year | 2010 | 2011 | 2012 | 2013 | 2014 | 2015 | 2016 | 2017 | 2018 | 2019 | 2020 | 2021 | 2022 | 2023 | 2024 | 2025 | 2026 | 2027 | 2028 | 2029 | 2030
Additional flows from Zarqa (MCM) -- estimate prior to rescoping | [5 empty] | 0 | 11959118.2125 | 13069163.4152 | 14179208.6179 | 15289253.8206 | 16399299.0233 | 17509344.226 | 18603349.7314 | 19697355.2368 | 20791360.7422 | 21885366.2476 | 22979371.753 | 22979371.753 | 22979371.753 | 22979371.753 | 22979371.753 | 22979371.753
Additional flows from Zarqa (m3/d) -- estimate prior to rescoping | [5 empty] | 0 | 32764.7074 | 35805.9272 | 38847.1469 | 41888.3666 | 44929.5864 | 47970.8061 | 50968.0815 | 53965.3568 | 56962.6322 | 59959.9075 | 62957.1829 | 62957.1829 | 62957.1829 | 62957.1829 | 62957.1829 | 62957.1829
Rescoped additional flows (MCM) | [5 empty] | 19713976.3903 | 21236139.4746 | 22804001.1648 | 24418851.5534 | 26082149.2315 | 26749137.274 | 28482335.102 | 30267561.49 | 32106328.706 | 34000251.3056 | 36759595.738 | 38793123.3186 | 40887661.2478 | 43045027.4446 | 45267142.7434 | 48024604.243 | 51257889.5246
Rescoped additional flow (m3/d) | [5 empty] | 54010.8942 | 58181.204 | 62476.7155 | 66900.9632 | 71457.9431 | 73285.3076 | 78033.7948 | 82924.826 | 87962.5444 | 93151.3734 | 100711.2212 | 106282.5296 | 112020.9897 | 117931.582 | 124019.5692 | 131574.2582 | 140432.574
Without Project Scenario (without P2)
Total Flow into As Samra (MCM) |  | 92271014.5 | 94108394.935 | 96000877.9856 | 97950137.3811 | 100627130.4368 | 102715208.304 | 104865882.2112 | 107081121.9028 | 109362818.546 | 111712933.9136 | 114133573.6468 | 116626800.1124 | 119194857.5056 | 121839984.7072 | 124564453.2436 | 127370640.5496 | 130260992.0084 | 133238094.2144 | 136304457.842 | 139462843.3424 | 143789922.1895
Total Flow into As Samra (m3/d) |  | 252797.3 | 257831.219 | 263016.1041 | 268356.5408 | 275690.7683 | 281411.5296 | 287303.7869 | 293372.9367 | 299624.1604 | 306062.8326 | 312694.7223 | 319525.4798 | 326561.2534 | 333808.1773 | 341272.4746 | 348960.659 | 356879.4302 | 365035.8746 | 373436.8708 | 382089.9818 | 393944.9923
Zarqa share of total flow |  | 16.8% | 16.97% | 17.13% | 17.29% | 26.01% | 26.25% | 26.48% | 26.71% | 26.94% | 26.22% | 26.44% | 26.65% | 26.86% | 27.06% | 27.91% | 28.12% | 28.32% | 28.52% | 28.71% | 29.24% | 29.54%
% exceeding plant capacity w/o expansion |  | 94.68% | 96.57% | 98.51% | 100.5% | 103.3% | 105.4% | 107.6% | 109.9% | 112.2% | 114.6% | 117.1% | 119.7% | 122.3% | 125% | 127.8% | 130.7% | 133.7% | 136.7% | 139.9% | 143.1% | 147.5%
Excess flow (MCM) |  | 0 | 0 | 0 | 495137.3811 | 3172130.4368 | 5260208.304 | 7410882.2112 | 9626121.9028 | 11907818.546 | 14257933.9136 | 16678573.6468 | 19171800.1124 | 21739857.5056 | 24384984.7072 | 27109453.2436 | 29915640.5496 | 32805992.0084 | 35783094.2144 | 38849457.842 | 42007843.3424 | 46334922.1895
Excess flow (m3/d) |  | 0 | 0 | 0 | 1356.5408 | 8690.7683 | 14411.5296 | 20303.7869 | 26372.9367 | 32624.1604 | 39062.8326 | 45694.7223 | 52525.4798 | 59561.2534 | 66808.1773 | 74272.4746 | 81960.659 | 89879.4302 | 98035.8746 | 106436.8708 | 115089.9818 | 126944.9923
Overflow as % of current KTD flow | [5 empty] | 9.087% | 11.36% | 13.7% | 16.11% | 18.59% | 21.14% | 23.78% | 26.49% | 29.28% | 32.16% | 35.12% | 38.17% | 41.31% | 44.55% | 47.89% | 51.32% | 56.03%
| Investment Year | 0 | 1 | 2 | 3 | 4 | 5 | 6 | 7 | 8 | 9 | 10 | 11 | 12 | 13 | 14 | 15 | 16 | 17 | 18 | 19 | 20
| Calendar Year | 2010 | 2011 | 2012 | 2013 | 2014 | 2015 | 2016 | 2017 | 2018 | 2019 | 2020 | 2021 | 2022 | 2023 | 2024 | 2025 | 2026 | 2027 | 2028 | 2029 | 2030
Expansion of water substitution (MCM) | [5 empty] | 0 | 0 | 0 | 0 | 0 | 0 | 0 | 0 | 0 | 0 | 0 | 0 | 0 | 0 | 0 | 0 | 0
Value of water substitution (JD million) |  | 0 | 0 | 0 | 0 | 0 | 0 | 0 | 0 | 0 | 0 | 0 | 0 | 0 | 0 | 0 | 0 | 0 | 0 | 0 | 0 | 0
Incremental water available for agricultural use (MCM) |  | 0 | 1598520.9785 | 3244981.2324 | 4940836.9065 | 7269820.865 | 9086448.6095 | 10957534.9087 | 12884793.4404 | 14869869.52 | 16914469.8898 | 19020426.4577 | 21189533.4828 | 23423743.4149 | 25725004.0803 | 28095291.7069 | 30536674.6632 | 33051280.4323 | 35641359.3515 | 38309095.7075 | 41056891.0929 | 44821449.6899
Water used to retain citrus production |  |  | 1598520.9785 | 3244981.2324 | 4940836.9065 | 7132121.0909 | 4707199.92 | 3106751.9472 | 2050456.2852 | 1353301.1482 | 0 | 0 | 0 | 0 | 0 | 0 | 0 | 0 | 0 | 0 | 0 | 0
Retained citrus area (ha) |  | 0 | 228.3601 | 463.5687 | 705.8338 | 1018.8744 | 672.4571 | 443.8217 | 292.9223 | 193.3287 | 0 | 0 | 0 | 0 | 0 | 0 | 0 | 0 | 0
Value of retained area (JD million) |  |  | 1461504.8946 | 2966839.9839 | 4517336.6002 | 6520796.426 | 4303725.6411 | 2840458.9232 | 1874702.8893 | 1237303.9069 | 0 | 0 | 0 | 0 | 0 | 0 | 0 | 0 | 0 | 0 | 0 | 0
% of irrigation under low-value cultivation | [5 empty] | 10% | 20% | 33% | 50% | 75% | 100% | 100% | 100% | 100% | 100% | 100% | 100% | 100% | 100% | 100% | 100% | 100%
% of irrigation under high-value cultivation | [5 empty] | 90% | 80% | 67% | 50% | 25% | 0% | 0% | 0% | 0% | 0% | 0% | 0% | 0% | 0% | 0% | 0% | 0%
Incremental irrigation added value (JD million) | [5 empty] | 3314762.188 | 3761314.468 | 3937360.9209 | 3709593.0056 | 2719237.1137 | 1316506.0624 | 1480419.2448 | 1649247.6247 | 1823143.1674 | 2002257.4782 | 2186744.3732 | 2376764.8399 | 2572484.467 | 2774078.4053 | 2981716.6647 | 3195586.1685 | 3488593.5313
Value of existing irrigation
% of irrigation under low-value cultivation | [5 empty] | 10% | 20% | 33% | 50% | 75% | 100% | 100% | 100% | 100% | 100% | 100% | 100% | 100% | 100% | 100% | 100% | 100%
% of irrigation under high-value cultivation | [5 empty] | 90% | 80% | 67% | 50% | 25% | 0% | 0% | 0% | 0% | 0% | 0% | 0% | 0% | 0% | 0% | 0% | 0%
Value of existing irrigation (JD million) | [5 empty] | 33684650 | 30580800 | 26545795 | 21269250 | 13509625 | 5750000 | 5750000 | 5750000 | 5750000 | 5750000 | 5750000 | 5750000 | 5750000 | 5750000 | 5750000 | 5750000 | 5750000
Total Without Project Beneftis (JD milllion) |  |  | 1461504.8946 | 2966839.9839 | 4517336.6002 | 43520208.614 | 38645840.1091 | 33323614.8441 | 26853545.8949 | 17466166.0207 | 7066506.0624 | 7230419.2448 | 7399247.6247 | 7573143.1674 | 7752257.4782 | 7936744.3732 | 8126764.8399 | 8322484.467 | 8524078.4053 | 8731716.6647 | 8945586.1685 | 9238593.5313
Total OM Cost without Project (JD million) | [5 empty] | 10062713.0437 | 10271520.8304 | 10486588.2211 | 10708112.1903 | 10936281.8546 | 11171293.3914 | 11413357.3647 | 11662680.0112 | 11919485.7506 | 12183998.4707 | 12456445.3244 | 12737064.055 | 13026099.2008 | 13323809.4214 | 13630445.7842 | 13946284.3342 | 14378992.2189
| Investment Year | 0 | 1 | 2 | 3 | 4 | 5 | 6 | 7 | 8 | 9 | 10 | 11 | 12 | 13 | 14 | 15 | 16 | 17 | 18 | 19 | 20
| Calendar Year | 2010 | 2011 | 2012 | 2013 | 2014 | 2015 | 2016 | 2017 | 2018 | 2019 | 2020 | 2021 | 2022 | 2023 | 2024 | 2025 | 2026 | 2027 | 2028 | 2029 | 2030
With Project Scenario (with P2)
Total Flow into As Samra (MCM) |  | 92271014.5 | 94108394.935 | 96000877.9856 | 97950137.3811 | 120341106.8271 | 123951347.7786 | 127669883.376 | 131499973.4562 | 135444967.7775 | 80687933.9136 | 83108573.6468 | 85601800.1124 | 88169857.5056 | 90814984.7072 | 93539453.2436 | 96345640.5496 | 99235992.0084 | 102213094.2144 | 105279457.842 | 108437843.3424 | 112764922.1895
Total Flow into As Samra (m3/d) |  | 252797.3 | 257831.219 | 263016.1041 | 268356.5408 | 329701.6625 | 339592.7336 | 349780.5024 | 360273.8999 | 371082.1035 | 221062.8326 | 227694.7223 | 234525.4798 | 241561.2534 | 248808.1773 | 256272.4746 | 263960.659 | 271879.4302 | 280035.8746 | 288436.8708 | 297089.9818 | 308944.9923
Total Flow into New Facility (MCM) |  | 9 2019: 57774137.274; 10 2020: 59507335.102; 11 2021: 61292561.49; 12 2022: 63131328.706; 13 2023: 65025251.3056; 14 2024: 67784595.738; 15 2025: 69818123.3186; 16 2026: 71912661.2478; 17 2027: 74070027.4446; 18 2028: 76292142.7434; 19 2029: 79049604.243; 20 2030: 82282889.5246
Total Flow into New Facility (m3/d) |  | 9 2019: 158285.3076; 10 2020: 163033.7948; 11 2021: 167924.826; 12 2022: 172962.5444; 13 2023: 178151.3734; 14 2024: 185711.2212; 15 2025: 191282.5296; 16 2026: 197020.9897; 17 2027: 202931.582; 18 2028: 209019.5692; 19 2029: 216574.2582; 20 2030: 225432.574
Incremental water available for agricultural use (MCM) |  | 0 | 1598520.9785 | 3244981.2324 | 4940836.9065 | 24420980.3246 | 27561889.9524 | 30797015.9221 | 34129194.2919 | 37561339.3514 | 40186219.3182 | 43800057.9965 | 47522311.9791 | 51356249.3891 | 55305222.7161 | 60076139.999 | 64286691.9503 | 68623545.7179 | 73090533.2283 | 77691509.8943 | 82838296.7843 | 89415813.5763
Water used to retain citrus production |  |  | 1598520.9785 | 3244981.2324 | 4940836.9065 | 7132121.0909 | 7132121.0909 | 7132121.0909 | 7132121.0909 | 7132121.0909 | 7132121.0909 | 7132121.0909 | 7132121.0909 | 7132121.0909 | 7132121.0909 | 7132121.0909 | 7132121.0909 | 7132121.0909 | 7132121.0909 | 7132121.0909 | 7132121.0909 | 7132121.0909
Retained citrus area (ha) |  |  | 228.3601 | 463.5687 | 705.8338 | 1018.8744 | 1018.8744 | 1018.8744 | 1018.8744 | 1018.8744 | 1018.8744 | 1018.8744 | 1018.8744 | 1018.8744 | 1018.8744 | 1018.8744 | 1018.8744 | 1018.8744 | 1018.8744 | 1018.8744 | 1018.8744 | 1018.8744
Value of retained area (JD million) |  |  | 1461504.8946 | 2966839.9839 | 4517336.6002 | 6520796.426 | 6520796.426 | 6520796.426 | 6520796.426 | 6520796.426 | 6520796.426 | 6520796.426 | 6520796.426 | 6520796.426 | 6520796.426 | 6520796.426 | 6520796.426 | 6520796.426 | 6520796.426 | 6520796.426 | 6520796.426 | 6520796.426
Water substitution gain (MCM) | [5 empty] | 5000000 | 6000000 | 7000000 | 8000000 | 9000000 | 10000000 | 10000000 | 10000000 | 10000000 | 10000000 | 10000000 | 10000000 | 10000000 | 10000000 | 10000000 | 10000000 | 10000000
Value of water substitution gain (JD million) |  | 0 | 0 | 0 | 0 | 8750000 | 10500000 | 12250000 | 14000000 | 15750000 | 17500000 | 17500000 | 17500000 | 17500000 | 17500000 | 17500000 | 17500000 | 17500000 | 17500000 | 17500000 | 17500000 | 17500000
Incremental water for existing irrigation (MCM) | [5 empty] | 12288859.2337 | 14429768.8615 | 16664894.8312 | 18997073.201 | 21429218.2605 | 23054098.2273 | 26667936.9055 | 28543000 | 28543000 | 28543000 | 28543000 | 28543000 | 28543000 | 28543000 | 28543000 | 28543000 | 28543000
Incremental irrigation added value (JD million) | [5 empty] | 4079707.4189 | 4790455.6442 | 5532482.2089 | 6306728.6395 | 7114162.4341 | 7653596.952 | 8853334.3878 | 9475825.7576 | 9475825.7576 | 9475825.7576 | 9475825.7576 | 9475825.7576 | 9475825.7576 | 9475825.7576 | 9475825.7576 | 9475825.7576 | 9475825.7576
Retained value of existing irrigation (JD million) | [5 empty] | 36788500 | 36788500 | 36788500 | 36788500 | 36788500 | 36788500 | 36788500 | 36788500 | 36788500 | 36788500 | 36788500 | 36788500 | 36788500 | 36788500 | 36788500 | 36788500 | 36788500
Total With Project Benefts (JD milllion) |  | 0 | 1461504.8946 | 2966839.9839 | 4517336.6002 | 56139003.8449 | 58599752.0702 | 61091778.6349 | 63616025.0654 | 66173458.8601 | 68462893.3779 | 69662630.8138 | 70285122.1835 | 70285122.1835 | 70285122.1835 | 70285122.1835 | 70285122.1835 | 70285122.1835 | 70285122.1835 | 70285122.1835 | 70285122.1835 | 70285122.1835
Recurrent Costs
Treatment Plant OM Costs with Project (JD million) | [5 empty] | 12034110.6827 | 12395134.7779 | 12766988.3376 | 13149997.3456 | 13544496.7778 | 11076965.695 | 11409272.6999 | 11751548.9282 | 12104094.8969 | 12467218.881 | 12905923.9185 | 13293101.1095 | 13691892.2605 | 14102649.7327 | 14525728.0468 | 14998995.8068 | 15603824.9371
Septage OM Costs (JD million) | [5 empty] | 1001300 | 1001300 | 1001300 | 1001300 | 1001300 | 1001300 | 1001300 | 1001300 | 1001300 | 1001300 | 1001300 | 1001300 | 1001300 | 1001300 | 1001300 | 1001300 | 1001300
Total Recurrent Costs with Project (JD million) | [5 empty] | 13035410.6827 | 13396434.7779 | 13768288.3376 | 14151297.3456 | 14545796.7778 | 12078265.695 | 12410572.6999 | 12752848.9282 | 13105394.8969 | 13468518.881 | 13907223.9185 | 14294401.1095 | 14693192.2605 | 15103949.7327 | 15527028.0468 | 16000295.8068 | 16605124.9371
Total Incremental Waste Water Treatment Benefits (JD million) |  | 0 | 0 | 0 | 0 | 12618795.2309 | 19953911.9611 | 27768163.7908 | 36762479.1705 | 48707292.8395 | 61396387.3155 | 62432211.5689 | 62885874.5588 | 62711979.0161 | 62532864.7053 | 62348377.8103 | 62158357.3436 | 61962637.7165 | 61761043.7782 | 61553405.5189 | 61339536.015 | 61046528.6523
Incremental Waste Water Treatment Costs
Investment Costs
Septage Treatment Facility (JD million) |  | 0 2010: 0; 1 2011: 9428571.4286; 2 2012: 9428571.4286; 3 2013: 9714285.7143; 8 2018: 235714285.7143
Total Investment Costs |  | 0 | 9428571.4286 | 9428571.4286 | 9714285.7143 | 0 | 0 | 0 | 0 | 235714285.7143 | 0 | 0 | 0 | 0 | 0 | 0 | 0 | 0 | 0 | 0 | 0 | 0
Recurrent Costs
O&M Costs post capacity expansion (JD million) |  |  |  | 0 | 0 | 2972697.639 | 3124913.9475 | 3281700.1165 | 3443185.1553 | 3609514.9231 | 906972.3036 | 997215.3352 | 1090168.917 | 1185909.1464 | 1284520.4103 | 1450778.5942 | 1557337.0545 | 1667093.0597 | 1780140.3113 | 1896582.2626 | 2054011.4726 | 2226132.7182
Sludge removal cost (As Samra and Future Facility) | [5 empty] | 7857142.8571 | 7857142.8571 | 7857142.8571 | 7857142.8571 | 7857142.8571 | 7857142.8571 | 7857142.8571 | 7857142.8571 | 7857142.8571 | 7857142.8571 | 7857142.8571 | 7857142.8571 | 7857142.8571 | 7857142.8571 | 7857142.8571 | 7857142.8571 | 7857142.8571
Total Incremental Waste Water Recurrent Costs (JD million) |  | 0 | 0 | 0 | 0 | 10829840.4962 | 10982056.8046 | 11138842.9736 | 11300328.0125 | 11466657.7803 | 8764115.1608 | 8854358.1924 | 8947311.7741 | 9043052.0035 | 9141663.2674 | 9307921.4513 | 9414479.9116 | 9524235.9168 | 9637283.1684 | 9753725.1198 | 9911154.3297 | 10083275.5753
Total Incremental Waste Water Treatment Costs (JD million) |  | 0 | 9428571.4286 | 9428571.4286 | 9714285.7143 | 10829840.4962 | 10982056.8046 | 11138842.9736 | 11300328.0125 | 247180943.4946 | 8764115.1608 | 8854358.1924 | 8947311.7741 | 9043052.0035 | 9141663.2674 | 9307921.4513 | 9414479.9116 | 9524235.9168 | 9637283.1684 | 9753725.1198 | 9911154.3297 | 10083275.5753
Waste Water Treatment Incremental Net Benefits |  |  | -9428571.4286 | -9428571.4286 | -9714285.7143 | 1788954.7347 | 8971855.1565 | 16629320.8172 | 25462151.1581 | -198473650.6551 | 52632272.1547 | 53577853.3766 | 53938562.7847 | 53668927.0126 | 53391201.4379 | 53040456.359 | 52743877.432 | 52438401.7997 | 52123760.6098 | 51799680.3991 | 51428381.6853 | 50963253.077
ERR before Compact Management and Administration Costs |  | 0 2010: 22.11%
| Investment Year | 0 | 1 | 2 | 3 | 4 | 5 | 6 | 7 | 8 | 9 | 10 | 11 | 12 | 13 | 14 | 15 | 16 | 17 | 18 | 19 | 20
Water Collection Costs and Benefits (P2) | Calendar Year | 2010 | 2011 | 2012 | 2013 | 2014 | 2015 | 2016 | 2017 | 2018 | 2019 | 2020 | 2021 | 2022 | 2023 | 2024 | 2025 | 2026 | 2027 | 2028 | 2029 | 2030
Incremental Water Collection Investment Costs |  |  | 6380744.2557 | 12761488.5115 | 15496093.1925 | 8659581.4899 | 2278837.2342 | 0 | 0 | 0 | 0 | 0 | 0 | 0 | 0 | 0 | 0 | 0 | 0 | 0 | 0 | 0
Incremental Water Collection Recurrent Costs |  |  | 0 | 0 | 0 | -824602.3351 | -779690.2735 | -732799.9286 | -706168.5563 | -678738.6278 | -1262867.3148 | -1233522.9405 | -1203298.3658 | -1172167.0887 | -1140102.2322 | -1088252.4422 | -1053670.1804 | -1018050.1267 | -981361.6845 | -943572.3363 | -893739.0775 | -838141.296
Total incremental Water Collection Costs |  |  | 6380744.2557 | 12761488.5115 | 15496093.1925 | 7834979.1548 | 1499146.9607 | -732799.9286 | -706168.5563 | -678738.6278 | -1262867.3148 | -1233522.9405 | -1203298.3658 | -1172167.0887 | -1140102.2322 | -1088252.4422 | -1053670.1804 | -1018050.1267 | -981361.6845 | -943572.3363 | -893739.0775 | -838141.296
Incremental Water Collection Benefits |  |  | 0 | 0 | 0 | 1403181.319 | 1762477.8118 | 2137600.5708 | 2350651.5497 | 2570090.9776 | 2861061.4819 | 3095816.4762 | 3337613.0739 | 3586663.2903 | 3843182.1426 | 4257980.462 | 4534638.5572 | 4819598.9862 | 5113106.5238 | 5415421.3099 | 5814087.3798 | 6258869.6317
Water Collection Incremental Net Benefits |  |  | -6380744.2557 | -12761488.5115 | -15496093.1925 | -6431797.8358 | 263330.8511 | 2870400.4995 | 3056820.106 | 3248829.6054 | 4123928.7967 | 4329339.4167 | 4540911.4397 | 4758830.379 | 4983284.3747 | 5346232.9043 | 5588308.7376 | 5837649.1129 | 6094468.2083 | 6358993.6461 | 6707826.4573 | 7097010.9277
| Investment Year | 0 | 1 | 2 | 3 | 4 | 5 | 6 | 7 | 8 | 9 | 10 | 11 | 12 | 13 | 14 | 15 | 16 | 17 | 18 | 19 | 20
Total Incremental Costs and Benefits | Calendar Year | 2010 | 2011 | 2012 | 2013 | 2014 | 2015 | 2016 | 2017 | 2018 | 2019 | 2020 | 2021 | 2022 | 2023 | 2024 | 2025 | 2026 | 2027 | 2028 | 2029 | 2030
Incremental Investment Costs |  |  | 15809315.6843 | 22190059.9401 | 25210378.9068 | 8659581.4899 | 2278837.2342 | 0 | 0 | 235714285.7143 | 0 | 0 | 0 | 0 | 0 | 0 | 0 | 0 | 0 | 0 | 0 | 0
Incremental Recurrent Costs |  |  | 0 | 0 | 0 | 10005238.161 | 10202366.5311 | 10406043.045 | 10594159.4562 | 10787919.1525 | 7501247.846 | 7620835.2519 | 7744013.4083 | 7870884.9148 | 8001561.0353 | 8219669.0091 | 8360809.7313 | 8506185.7901 | 8655921.4839 | 8810152.7835 | 9017415.2522 | 9245134.2793
Total Incremental Costs |  |  | 15809315.6843 | 22190059.9401 | 25210378.9068 | 18664819.651 | 12481203.7653 | 10406043.045 | 10594159.4562 | 246502204.8668 | 7501247.846 | 7620835.2519 | 7744013.4083 | 7870884.9148 | 8001561.0353 | 8219669.0091 | 8360809.7313 | 8506185.7901 | 8655921.4839 | 8810152.7835 | 9017415.2522 | 9245134.2793
Incremental Benefits |  |  | 0 | 0 | 0 | 14021976.5499 | 21716389.7728 | 29905764.3616 | 39113130.7202 | 51277383.817 | 64257448.7975 | 65528028.0452 | 66223487.6327 | 66298642.3065 | 66376046.8479 | 66606358.2724 | 66692995.9008 | 66782236.7027 | 66874150.302 | 66968826.8288 | 67153623.3948 | 67305398.284
Incremental Net Benefits |  |  | -15809315.6843 | -22190059.9401 | -25210378.9068 | -4642843.1011 | 9235186.0076 | 19499721.3166 | 28518971.264 | -195224821.0498 | 56756200.9514 | 57907192.7933 | 58479474.2244 | 58427757.3917 | 58374485.8126 | 58386689.2633 | 58332186.1696 | 58276050.9126 | 58218228.8181 | 58158674.0453 | 58136208.1426 | 58060264.0047
| ERR before Compact Management and Administration Costs | 0 2010: 17.03%
Compact Management and Administration Costs (%) | bar: 0 2010
Government Financing of P2 |  | 0 2010: 26.71%
Compact Management and Administration Costs |  | 1 2011: 3088928.5714; 2 2012: 3088928.5714; 3 2013: 3088928.5714; 4 2014: 3088928.5714; 5 2015: 3088928.5714
Incremental Net Benefits after Compact Costs |  |  | -18898244.2557 | -25278988.5115 | -28299307.4782 | -7731771.6725 | 6146257.4362 | 19499721.3166 | 28518971.264 | -195224821.0498 | 56756200.9514 | 57907192.7933 | 58479474.2244 | 58427757.3917 | 58374485.8126 | 58386689.2633 | 58332186.1696 | 58276050.9126 | 58218228.8181 | 58158674.0453 | 58136208.1426 | 58060264.0047
| ERR after Compact Management and Administration Costs | 0 2010: 15.37%
Note on C7: Note: Source: Memo: "Reallocation of Water Resources.pdf", Basem Telfah (April 2010).
Note on C8: Note: 93% of the population connected.
Note on H9: Note: cf Atkins Memo on revised flows
Note on C13: Note: Using MWH population estimate.
Note on G15: Note: Assuming Zarqa bulk network loss reduction and Disi water.
Note on C22: Note: Calibrated to MWH flow estimats
Note on C27: Note: Squares with MWH Consultants pumping data.
Note on C29: Note: At present approximatelyh 16 800 m3/d are dumped into Wadi Zarqa
Note on C30: Note: Squares with MWH Consultants pumping data.
Note on A38: Note: Assumes that the system obtains half of the water of cesspits in any case without the project from pit emptying.
Note on E57: Note: Applying 87% efficiency in conversion of waste to treated water
Note on A64: Note: Loss of 75%.
Note on G64: Note: The 0.75 factor discounts the value of incremental employment, assuming that half of the estimated value added represents payment to hire labor.
Note on G72: Note: Notional increase in current unit charges by 25% to account for water treatment above contractual quantity.
Note on A81: Note: In reference to current cultivated area
Note on H82: Note: Assumes Disi stablizes decline in area for some time; water substitution proceeds elsewhere
Note on C87: Note: JD 0.6/m3 represents conveyance cost from Zai to Amman area
Note on A104: Note: This is an all-in cost, including physical and other risk contingencies and Compact administration and management costs.
Note on C133: Note: Financing of investments in Zarqa pumping stations.

## Agriculture
Jordan: Wastewater Collection and Treatment: As Samra Expansion Project and Zarqa Wastewater Network Reinforcement Expansion Project
0
Agricutlural Parameters Contributing to the Analysis
Citrus water requirement (m3/du/day) | 7 | JVA
Citrus water requirement (m3/du/year) | 1400
Citrus water requirement (m3/ha/year) | 14000
% of requirement supplied | 0.5 | JVA
Water supplied to citrus (m3/ha/year) | 7000
Deficit (m3/ha/year) | 7000
Estimated average decline in supply in N Ghor (MCM) | 1783030.2727 | Estimated from JVA data; cf JVWater.xlsx
Projected potential annual loss in citrus area (ha) | 254.7186
Citrus area north of KTD receiving emergency supplies (ha) | 1300 | JVA
Total treated water required to avoid loss (MCM) | 9100000
Vegetable water requirement (m3/du/day) | 2 | JVA
Vegetable water requirement (m3/du/year) | 730
Vegetable water requirement (m3/ha/year) | 7300
% of requirement supplied | 66%
Water supplied to vegetables (m3/ha/year) | 4818
Deficit (m3/ha/year) | 2482
Affected area (ha) | 11500 | JVA
Total KTD area water requirement (m3 million) | 83950000
Total deficit (m3 million) | 28543000
Assumption
productivity gap is proportional to water deficit | 25.76%
potential change in productivity per ha (%)
potential added value per ha (JD) | 4022.9848 | Assumes that on average the percentage change in added value is half the percentage increase of water to full requirements
marginal value of adding water to production (JD/m3) | 0.33198 | for consumption from 4818 to 7300 m3/ha
value used in the analysis (vary for sensitivity analysis) | 0.33198
constant marginal return understates initial value added gain; overstates it later
marginal returns to adding water to production, fodder (JD/m3) | 0.051889
Incremental citrus requirement accommodated by project

## BA (hidden)
Jordan
Expansion of Waste Water Collectiona and Treatment in Zarqa
Beneficiary Analysis
Agricultural Benefits
Share of agricultural value added accruing to farm households |  | 0.92 | Based on average share of family and hired employment per holding; Agricultural Census 2007
Share of agricultural value added accruing to hired labour |  | 0.08
Average Size of Household |  | 5.4
average hired labour per holding (citrus) |  | 0.26
average citrus area per holding (ha) |  | 3.3
average hired labour per area (persons/ha) |  | 0.078788
average hired labour per holding (horticulture) |  | 0.66 | Agricultural Census 2007, assumed more intensive than average
average horticultural area per holding (ha) |  | 2.5 | Based Agricultural Census 2007, adjusted for cultivation per ha that is more intensive than average that includes orchards and livestock
average hired labour per area (persons/ha) |  | 0.264
Estimated citrus no of holdings |  | 393.9394 |  | 1300
Estimated no hired employment (before incremental productivity) |  | 102.4242
Estimated no hired employment with water intensification (person/ha)
Employed household beneficiaries |  | 553.0909
Holding beneficiaries |  | 2127.2727
Estimated horticultual no of holdings |  | 4600
Estimated no hired employment (before incremental productivity) |  | 3036 |  | 11500
Estimated no hired employment with water intensification (person/ha)
Employed household beneficiaries |  | 16394.4
Holding beneficiaries |  | 24840
Family beneficiaries |  | 60.24%
Employed beneficiaries |  | 39.76%
Consumption per day (2005 PPP USD)
Distribution of Consumption among holding beneficiaries |  | < 1.25 | < 2 | 2-4 | >4
(as in national pattern) |  | 0% | 2.587% | 25.04% | 72.37% |  |  | 29257142.8571
Beneficiaries |  | 0 | 697.5533 | 6752.8344 | 19516.885 |  |  | 3432.5818
Consumption per day (2005 PPP USD)
|  | < 1.25 | < 2 | 2-4 | >4
Distribution of Consumption among employment beneficiaries |  | 0% | 3% | 97% | 0%
Beneficiaries |  | 0 | 508.4247 | 16439.0662 | 0
4805.6145
Total Beneficiaries |  | 46026.1636 |  | 8523.3636 |  |  |  | 889.9286
2.4382
Consumption per day (2005 PPP USD)
|  | < 1.25 | < 2 | 2-4 | >4
Average distribution of consumption |  | 0% | 2.751% | 53.65% | 43.6%
Consumption per day (2005 PPP USD)
|  | < 1.25 | < 2 | 2-4 | >4
Share of PV of Total Benefits |  | 0% | 2.62% | 30.8% | 66.58%
PV of Agricultural Benefits (2005 PPP USD million) | 365972975.4429
Consumption per day (2005 PPP USD)
|  | < 1.25 | < 2 | 2-4 | >4
PV of Benefits by Poverty Group (2005 PPP USD million) |  | 0 | 9587513.8773 | 112710828.4572 | 243674633.1084
Number of Beneficiaries |  | 0 | 1266.1814 | 24693.5498 | 20066.4324
PV of Benefit Stream per Beneficiary (2005 PPP USD) |  | 0 | 7571.9906 | 4564.3834 | 12143.3959
Consumption per day (2005 PPP USD)
|  | < 1.25 | < 2 | 2-4 | >4
Mean Annual Consumption by Group (2005 PPP USD) |  | 0 | 730 | 1095 | 3759.4066
Mean monthly income of Zarqa (2005 PPP USD) | [5 empty] | 244.1895
Average yearly income of Zarqa (2005 PPP USD) | [5 empty] | 2930.2737
Water Substitution Benefits
| Calendar Year | 2011 | 2012 | 2013 | 2014 | 2015 | 2016 | 2017 | 2018 | 2019 | 2020 | 2021 | 2022 | 2023 | 2024 | 2025 | 2026 | 2027 | 2028 | 2029 | 2030
| Project Year | 1 | 2 | 3 | 4 | 5 | 6 | 7 | 8 | 9 | 10 | 11 | 12 | 13 | 14 | 15 | 16 | 17 | 18 | 19 | 20
Zarqa population |  | 949094 | 977567 | 1006894 | 1037101 | 1068214 | 1100260 | 1133268 | 1167266 | 1202284 | 1238353 | 1275504 | 1313769 | 1353182 | 1393777 | 1435590 | 1478658 | 1523018 | 1568709 | 1615770 | 1664243
Annual Increment |  |  |  |  | 30207 | 31113 | 32046 | 33008 | 33998 | 35018 | 36069 | 37151 | 38265 | 39413 | 40595 | 41813 | 43068 | 44360 | 45691 | 47061 | 48473
Amman Population |  | 1905500 | 1962665 | 2021545 | 2082191 | 2144657 | 2208997 | 2275267 | 2343525 | 2413831 | 2486246 | 2560833 | 2637658 | 2716788 | 2798292 | 2882241 | 2968708 | 3057769 | 3149502 | 3243987 | 3341307
Annual Increment |  |  |  |  | 60646 | 62466 | 64340 | 66270 | 68258 | 70306 | 72415 | 74587 | 76825 | 79130 | 81504 | 83949 | 86467 | 89061 | 91733 | 94485 | 97320
households
Zarqa Population Growth+ 20 years | 657349 | 2011 1: 33.25%; 2012 2: 121731.2963
Amman Population Growth+ 20 years | 1319762 | 2011 1: 66.75%; 2012 2: 244400.3704
Total Beneficiaries | 1977111
Zarqa Distribution of Benefits
Consumption per day (2005 PPP USD)
Zarqa Beneficiaries by Poverty Group |  | 2011 1: < 1.25; 2012 2: < 2; 2013 3: 2-4; 2014 4: >4
Share of Annual Consumption |  | 2011 1: 0%; 2012 2: 3.587%; 2013 3: 27.04%; 2014 4: 69.37%
Consumption per day (2005 PPP USD)
Amman Beneficiaries by Poverty Group |  | 2011 1: < 1.25; 2012 2: < 2; 2013 3: 2-4; 2014 4: >4
Share of Annual Consumption |  | 2011 1: 0%; 2012 2: 2.587%; 2013 3: 25.04%; 2014 4: 72.37%
Consumption per day (2005 PPP USD)
Share of PV of Total Benefits (Amman and Zarqa) |  | 2011 1: 0%; 2012 2: 3.8%; 2013 3: 30.2%; 2014 4: 66%
Consumption per day (2005 PPP USD)
|  | < 1.25 | < 2 | 2-4 | >4
Weighted Distribution of Consumption |  | 2011 1: 0%; 2012 2: 2.919%; 2013 3: 25.71%; 2014 4: 71.38%
PV of Substitution Benefits (2005 PPP USD million) | 181680950.9041
Consumption per day (2005 PPP USD)
|  | < 1.25 | < 2 | 2-4 | >4
PV of Benefits by Poverty Group (2005 PPP USD million) |  | 2011 1: 0; 2012 2: 6903876.1344; 2013 3: 54867647.173; 2014 4: 119909427.5967
Number of Beneficiaries |  | 2011 1: 0; 2012 2: 57714.7486; 2013 3: 508232.3872; 2014 4: 1411163.8643
PV of Benefit Stream per Beneficiary (2005 PPP USD) |  | 2011 1: 0; 2012 2: 119.6207; 2013 3: 107.9578; 2014 4: 84.972
Consumption per day (2005 PPP USD)
Zarqa |  | 2011 1: < 1.25; 2012 2: < 2; 2013 3: 2-4; 2014 4: >4
Mean Annual Consumption by Group (2005 PPP USD) |  | 2011 1: 0; 2012 2: 730; 2013 3: 1095; 2014 4: 3759.4066
Mean monthly income of Zarqa (2005 PPP USD) |  | 2015 5: 244.1895
Average yearly income of Zarqa (2005 PPP USD) |  | 2015 5: 2930.2737
Consumption per day (2005 PPP USD)
Amman |  | 2011 1: < 1.25; 2012 2: < 2; 2013 3: 2-4; 2014 4: >4
Mean Annual Consumption by Group (2005 PPP USD) |  | 2011 1: 0; 2012 2: 730; 2013 3: 1095; 2014 4: 3757.0921
Mean monthly income (2005 PPP USD) |  | 2015 5: 251.0151
Average yearly income (2005 PPP USD) |  | 2015 5: 3012.1808
Consumption per day (2005 PPP USD)
Weighted Amman and Zarqa |  | 2011 1: < 1.25; 2012 2: < 2; 2013 3: 2-4; 2014 4: >4
Mean Annual Consumption by Group (2005 PPP USD) |  | 2011 1: 0; 2012 2: 730; 2013 3: 1095; 2014 4: 3757.8616
Mean monthly income of Zarqa (2005 PPP USD) |  | 2015 5: 248.7457
Average yearly income of Zarqa (2005 PPP USD) |  | 2015 5: 2984.9484
Total Project
Share of Benefits (weighted by beneficiary populations)
Agriculture | 2.275%
Water Substitution | 97.73%
Consumption per day (2005 PPP USD)
|  | < 1.25 | < 2 | 2-4 | >4
Average distribution of consumption |  | 2011 1: 0%; 2012 2: 2.915%; 2013 3: 26.34%; 2014 4: 70.74%
Consumption per day (2005 PPP USD)
|  | < 1.25 | < 2 | 2-4 | >4
Share of PV of Total Benefits for Project |  | 2011 1: 0; 2012 2: 16491390.0116; 2013 3: 167578475.6303; 2014 4: 363584060.7051
Number of Beneficiaries |  | 2011 1: 0; 2012 2: 58980.93; 2013 3: 532925.937; 2014 4: 1431230.2966; 2016 6: 1977111; 2017 7: 366131.6667
PV of Benefit Stream per Beneficiary (2005 PPP USD) |  | 2011 1: 0; 2012 2: 279.6055; 2013 3: 314.4498; 2014 4: 254.036
Consumption per day (2005 PPP USD)
Weighted Total |  | 2011 1: < 1.25; 2012 2: < 2; 2013 3: 2-4; 2014 4: >4
Mean Annual Consumption by Group (2005 PPP USD) |  | 2011 1: 0; 2012 2: 730; 2013 3: 1095; 2014 4: 3757.8968
Mean monthly income of Zarqa (2005 PPP USD) |  | 2015 5: 248.642
Average yearly income of Zarqa (2005 PPP USD) |  | 2015 5: 2983.7046
PV of Total Benefit as Share of Annual Consumption |  | 2011 1: 0; 2012 2: 38.3%; 2013 3: 28.72%; 2014 4: 6.76%
Note on C40: Note: Assumes that 50% of increased employment with higher irrigated farm productivity benefits households of existing hired labor.
Note on F65: Note: additional substitution starts

## PSFront (hidden)
Poverty Scorecard
Jordan
Waste Water Collection and Treatment: As Samra Expansion Project
[6 empty] | 0.13525 | -0.03005%
MCC Cost (Millions USD) | 158486013.986
20-Year ERR | 13.52%
Present Value (PV) of All Costs (Millions 2005 PPP $) | 503313556.7496
Present Value (PV) of Benefit Stream (Millions 2005 PPP $) | 602403545.7243
Consumption per day (2005 PPP $)
Beneficiaries | Total | < $1.25 | < $2 1 | $2-$4 | > $4
Beneficiary Households in Year 20 (#) | 374655.0303
Beneficiary Individuals in Year 20 (#) | 2023137.1636
National Population in Year 20 2 (#) | 9126715.663
Beneficiary Population by Poverty Level (%) |  | 0% | 2.915% | 26.34% | 70.74%
National Population by Poverty Level 3 (%) |  | 0% | 2.587% | 25.04% | 72.37%
The Magnitude of the Benefits
PV of Benefit Stream Per Beneficiary (2005 PPP $) | 297.7571 | 0 | 279.6055 | 314.4498 | 254.036
PV of Benefit Stream as Share of Annual Consumption (%) | 9.979% | 0% | 38.3% | 28.72% | 6.76%
Cost Effectiveness
PV of Benefit Stream/PV of All Costs (2005 PPP $ / 2005 PPP $) | 1.1969
Percent of Project Participants Who Are Female | 48%
Average Annual Consumption (PPP $) of Beneficiaries | 2983.7046
National Average Income per capita 4 (PPP $) | 3012.1808
National Population (2010) | 5906043
NB: All benefits incremental; PVs based on 10% discount rate and exclude MCC costs but net out any local costs
NB: Beneficiary household calculation based on average of 6.3 individuals per household, as per 2003/2004 NHIES.
1 The beneficiaries and population living on less than $2 per day include those under $1.25 per day; in Jordan the number consuming under $1.25 is negligible.
2 Based on 2010 population (MCC Country Scorecard 2010), projected to Year 20
3,4 Based on MCC calculations using 2006 World Bank and DoS, Jordan, data, updated to project 2010 distribution