## User's Guide
Last updated: 2/13/2014
Zambia: Lusaka Water Supply, Sanitation, and Drainage Project
ERR Version | Original ERR
Date of ERR | 2014-02-13
Amount of MCC funds | $354.8 million
Project description | The Zambia Compact comprises two primary activities, both of which are aimed at supporting infrastructure investments and continued institutional reform in the water sector in the capital city of Lusaka:
1) Through the Infrastructure activity, providing support to the city's water utility, Lusaka Water and Sewerage Company (LWSC), which manages water and sanitation assets and to the city government's Lusaka City Council (LCC), which manages drainage assets
2) Through the Insitutional Strengthening activity, providing targeted technical assistance to LWSC and LCC to continue reform efforts and pursue new ones designed to ensure improved sector management
Benefit streams included in ERR | -Decreased health costs resulting from more sanitary water conditions
-Local labor benefits (construction wages)
-Income gains from time savings
-Savings to utility company from reduction in non-revenue water losses
-Time savings for fetching water
-Avoided property damage and lost value added
Costs included in ERR (other than costs borne by MCC) | -Sanitation connection costs borne by Government of the Republic Of Zambia
-Water connection costs borne by households
Estimated ERR and time horizon | 17.0% over 20 years
Table of Contents
Project Description
One should read this sheet first, as it offers a summary of the project, a list of components, and states the economic rationale for the project.
ERR & Sensitivity Analysis
This worksheet highlights key assumptions and summarizes how the ERR may change due to varying costs and benefits.
Cost Benefit Summary
This worksheet presents the aggregated costs and benefits from the project activities year-by-year, calculating a combined ERR
ERR
Summary of ERR calculations
Costs
Lists all annual project costs
Benefits
Aggregates all monetary benefits attributable to the project
Health
Presents aggregated health-related benefits of the program
Health-Stunting
A separate sheet for calculating health-related stunting effects.
Drainage
Details time savings benefits resulting from improved drainage
Time Savings
Details time savings benefits resulting from improved sanitation
NRW
Presents benefits to utility resulting from reduction in non-revenue water losses
Travel Time Analysis
For calculating time savings benefits for the drainage project.
Sources
Abbreviated bibliography of sources consulted
Assumptions
Lists the primary assumptions used to calculate the project's economic benefits
BA Data
Data for beneficiary analysis
Poverty Scorecard
A tabular representation of key beneficiary analysis findings
Barchart
A graphical representation of key beneficiary analysis findings
Barchart data
Data used for barchart

## Project Description
Last updated:2/13/2014
Zambia: Lusaka Water Supply, Sanitation, and Drainage Project
Project Description
Original Project
Compact activities take place under two related frameworks: Infrastructure and Institutional Strengthening. There is no separate ERR for the Institutional Strengthening project - it is assumed the full benefits of the Infrastructure project can not be achieved without successful completion of the Institutional Strengthening project. The following is a brief description of the primary components of each:
Infrastructure
- Core Water Network Rehabilitation: This sub-activity is designed to rehabilitate the core water supply network in Lusaka in order to upgrade key treatment and distribution centers and distribution lines and to reduce Non-Revenue Water (NRW). Primary components of this sub-activity are expected to include: (1) the rehabilitation of the Iolanda treatment plant and the Chilanga booster pump station; (2) the rehabilitation of segments of water transmission mains and the installation of segments of parallel transmission mains; (3) the rehabilitation of select distribution centers and the construction of up to two new reservoirs; (4) the supply and installation of bulk and consumer water meters; (5) the supply of leak repair materials and related tools and equipment, as well as the provision of appropriate training; and (6) the replacement of unsuitable and inefficient distribution network and connection pipes.
- Targeted Water Supply and Sanitation Rehabilitation and Expansion: This subactivity is designed to upgrade the water supply and sanitation network for several areas of Lusaka. Primary components of this sub-activity are expected to include: (1) the installation of new pipes; (2) the construction of new water kiosks; (3) the construction of new household connections and water meters; (4) the drilling and equipping of boreholes; (5) the construction, rehabilitation, and upgrading of pump stations; (6) the upgrading and expanding of treatment pods; (7) the rehabilitation of sewer interceptors; and (8) the extension of a sewer system in order to expand household sanitation connections.
- Drainage Improvements: This sub-activity is designed to reduce flooding through infrastructure improvements to the Bombay drain, which conveys the runoff from the majority of the downtown business district areas of Lusaka. Primary components of this sub-activity are expected to include: (1) the upsizing of the existing primary outfall and main drain channels; (2) the stabilization of the newly upsized drainage channels; and (3) as needed, the installation of protective handrails.
Institutional Strengthening
- Institutional Improvements: Through the institutional strengthening activity, Lusaka Water and Sewerage Company (LWSC) and Lusaka City Council (LCC) management and operations are expected to improve. These institutions are expected to gain operational efficiencies and increased productivity through better asset management, strategic planning, environmental management, pro-poor planning, gender mainstreaming and innovative partnerships and grants. MCC’s proposed investment complements ongoing and long-standing institutional reform support from the World Bank.
Economic Rationale
The aim of the proposed MCC investments is to increase incomes in Lusaka by creating the conditions for a healthier population with more time available for productive economic activity. More specifically, in addressing health conditions, the proposed investments seek to have significant impact on reducing the prevalence and incidence of water-borne diseases, productive days lost due to water borne diseases, child/infant mortality rates, cost of water and sanitation, time to collect water, and business and residential flood losses. The proposed MCC-funded investments are designed to address these aims by improving service provider operating efficiency, increasing water storage capacity, enhancing water delivery capacity, upgrading wastewater collection and treatment capacity and quality, and modernizing and expanding primary and secondary network components.

## ERR & Sensitivity Analysis
Last updated: 2/13/2014
Zambia: Lusaka Water Supply, Sanitation, and Drainage Project
ERR and sensitivity analysis
Change the "User Input" cells in the table below to see the effect on the compact's Economic Rate of Return (ERR) and net benefits (see chart below). To reset all values to the default MCC estimates, click the "Reset Parameters" button at right. Be sure to reset all summary parameters to their original values ("MCC Estimate" values) before changing specific parameters.
Parameter type | Description of key parameters | Parameter values
|  | User Input | MCC Estimate | Plausible Range | Values used in ERR computation | All summary parameters set to initial values?
Summary | Actual costs as a percentage of estimated costs | 100% | 100% | 80%-120% | 100% | Y
Summary | Actual benefits as a percentage of estimated benefits | 100% | 100% | 80%-120% | 100%
Specific | Average monthly urban wage for Lusaka PUAs (2008 ZMK/mo)* | 1330755 | 1330755 | 887,170-1,774,340 | 1330755 | All specific parameters set to initial values?
Specific | Level of non-revenue water reduction achieved by Compact Y5 | 25% | 25% | 19%-52% | 25% | Y
*Equivalent to $US 2011 per hour:
0 | [5 empty] | More Info
Project Description
| User Generated Economic rate of return (ERR)*: | 17.04% |  |  |  | User's Guide
| MCC Estimated ERRs: |  | Original
|  | ERR | 17%
|  | Date | 2013-01-10
| Present Value (PV) of Benefits: | 346723948.1495
| Present Value (PV) of MCC Costs: | 230795534.5798
Reset
Parameters

## Combined Cost-Benefit
|  | ` | [9 empty] | Last updated: 2/13/2014
| Zambia: Lusaka Water Supply, Sanitation, and Drainage Project | [5 empty] | ERR = | 17.04%
0
| ERR OVERVIEW |  |  | 2012 | 2013 | 2014 | 2015 | 2016 | 2017 | 2018 | 2019 | 2020 | 2021 | 2022 | 2023 | 2024 | 2025 | 2026 | 2027 | 2028 | 2029 | 2030 | 2031 | 2032
| (US$ million) |  | Present Value | 2013: Compact Implementation
|  |  | (US$ million) | 0 | 1 | 2 | 3 | 4 | 5 | 6 | 7 | 8 | 9 | 10 | 11 | 12 | 13 | 14 | 15 | 16 | 17 | 18 | 19 | 20
| Projected Income Benefits |  | 346.7239 | 0 | 0 | 4.0547 | 14.481 | 32.6534 | 50.3348 | 53.6583 | 54.9717 | 56.3283 | 57.7296 | 59.1772 | 60.6729 | 62.2184 | 63.8155 | 65.4661 | 67.1929 | 69.0682 | 71.185 | 73.5891 | 76.1834 | 227.5773
| Real Project Costs |  | 230.7955 | 11.4125 | 19.9736 | 65.6633 | 80.9371 | 73.5751 | 56.7366 | 5.0281 | 5.0281 | 5.0281 | 5.0281 | 5.0281 | 5.0281 | 5.0281 | 5.0281 | 5.0281 | 5.0281 | 5.0281 | 5.0281 | 5.0281 | 5.0281 | 5.0281
| Estimated Net Benefits |  | 115.9284 | -11.4125 | -19.9736 | -61.6086 | -66.4561 | -40.9217 | -6.4018 | 48.6302 | 49.9437 | 51.3002 | 52.7015 | 54.1492 | 55.6448 | 57.1903 | 58.7874 | 60.438 | 62.1648 | 64.0401 | 66.1569 | 68.561 | 71.1554 | 222.5493
| Switchboard - Water & Sanitation activities (W = Water; S = Sanitation; NRW = Non-revenue water) |  |  | Compact Implementation 5: Option 1; Compact Implementation 6: Option of 4 Jan
1 | Core water network (Lp1, Lp6, Ls1 - NRW) | 1 |  | Compact Implementation 5: 1; Compact Implementation 6: 1; Compact Implementation 8: 0%; Compact Implementation 9: Assumed cost savings fraction
2 | Ls3 (Chelston - W) | 1 | bar: Compact Implementation 5 to Compact Implementation 6
3 | Chelston & Kaunda Sq. (S) | 1 |  | Compact Implementation 5: 1; Compact Implementation 6: 1; Compact Implementation 9: -16.2; Compact Implementation 10: 24.3; Compact Implementation 11: 12.8
4 | Ls6 (Lumumba - W) | 0 |  | Compact Implementation 5: 0; Compact Implementation 6: 0; Compact Implementation 10: 8.1; Compact Implementation 11: 20.9
5 | Chunga/Matero (S) | 0 |  | Compact Implementation 1: Smaller Chunga Matero option?; Compact Implementation 2: 0; Compact Implementation 3: (1 = Yes; 0 = No); Compact Implementation 5: 1; Compact Implementation 6: 0; Compact Implementation 7: (Opt. 1 = smaller Chunga Matero; Opt. 3 = larger Chunga Matero)
6 | Ls2 (Central - W) | 1 |  | Compact Implementation 3: Component NPV; Compact Implementation 5: 0; Compact Implementation 6: 1
7 | Sewershed expansions & upgrades (S) | 0 |  | Compact Implementation 3: -8.7333; Compact Implementation 5: 0; Compact Implementation 6: 0; Compact Implementation 8: Sensitivity analysis monitor (to ensure parameters are at Base Case values)
| If "Sewershed expansions & upgrades" selected, enter "1" for one or more of the following: |  | 0 | 0: Manchinchi; Compact Implementation 3: 32.4021; Compact Implementation 5: 0; Compact Implementation 6: 0; Compact Implementation 8: 100%; Compact Implementation 9: Average hourly urban wage in the peri-urban areas
|  |  | 0 | 0: Ngwerere; Compact Implementation 3: 23.9333; Compact Implementation 5: 0; Compact Implementation 6: 0; Compact Implementation 8: 100%; Compact Implementation 9: Impact of water supply investments on diarrheal disease incidence for people 0-14 years of age
| Switchboard - Drainage activities |  |  | Compact Implementation 2: Overall NPV; Compact Implementation 3: 19.9361; Compact Implementation 4: Delta; Compact Implementation 8: 100%; Compact Implementation 9: Impact of drainage investments on malaria incidence
| Kanyama | 0 |  | Compact Implementation 2: 63.8624; Compact Implementation 3: 67.5382; Compact Implementation 4: -3.6758; Compact Implementation 5: 0; Compact Implementation 6: 0; Compact Implementation 8: 100%; Compact Implementation 9: Percentage of infectious diarrheal disease cases that result in stunting
8 | Bombay | 1 |  | Compact Implementation 5: 1; Compact Implementation 6: 1; Compact Implementation 8: 100%; Compact Implementation 9: Time lost per vehicle affected by flooding event in Bombay Drain catchment
| Switchboard - Other activities |  |  | Compact Implementation 8: 100%; Compact Implementation 9: Round-trip travel time to water source
| Innovation Fund | 0 | "1" = Include / "0" = Exclude in costs (Base case = "0") | Compact Implementation 5: 0; Compact Implementation 6: 0; Compact Implementation 8: 100%; Compact Implementation 9: Value of non-revenue water reduction
| Drainage Master Plan | 0 | "1" = Include / "0" = Exclude in costs (Base case = "0") | Compact Implementation 5: 0; Compact Implementation 6: 0; Compact Implementation 8: 100%; Compact Implementation 9: Level of non-revenue water reduction achieved by Compact Y5
100%
Stand-alone ERRs for selected subprojects (Use switchboard to select projects in turn)
| Note - In order for the values below to be accurate the switch above for the project must be on. |  | Calendar year: | 2012 | 2013 | 2014 | 2015 | 2016 | 2017 | 2018 | 2019 | 2020 | 2021 | 2022 | 2023 | 2024 | 2025 | 2026 | 2027 | 2028 | 2029 | 2030 | 2031 | 2032
|  |  | Compact year: | 0 | 1 | 2 | 3 | 4 | 5 | 6 | 7 | 8 | 9 | 10 | 11 | 12 | 13 | 14 | 15 | 16 | 17 | 18 | 19 | 20
| Costs and benefits in real 2011 US$ (million) | NPV @ 10% | ERR
Core water network (Lp1, Lp6, Ls1 - NRW)
| Incremental costs |  |  | 5.2643 | 16.0832 | 27.6582 | 29.5243 | 21.8468 | 4.7535 | 2.0631 | 2.0631 | 2.0631 | 2.0631 | 2.0631 | 2.0631 | 2.0631 | 2.0631 | 2.0631 | 2.0631 | 2.0631 | 2.0631 | 2.0631 | 2.0631 | 2.0631
| Incremental benefits |  |  | 0 | 0 | 2.8838 | 5.8852 | 9.8384 | 12.0771 | 11.3809 | 11.3809 | 11.3809 | 11.3809 | 11.3809 | 11.3809 | 11.3809 | 11.3809 | 11.3809 | 11.3809 | 11.3809 | 11.3809 | 11.3809 | 11.3809 | 11.3809
| Incremental net benefits |  |  | -5.2643 | -16.0832 | -24.7743 | -23.6392 | -12.0084 | 7.3235 | 9.3178 | 9.3178 | 9.3178 | 9.3178 | 9.3178 | 9.3178 | 9.3178 | 9.3178 | 9.3178 | 9.3178 | 9.3178 | 9.3178 | 9.3178 | 9.3178 | 9.3178
| ERR | 0 | 6.199%
| NPV @ 10% |  | 84.1291
Ls3 (Chelston - W)
| Incremental costs |  |  | 1.9679 | 6.6848 | 10.9471 | 11.5442 | 8.5429 | 1.8589 | 0.81072 | 0.81072 | 0.81072 | 0.81072 | 0.81072 | 0.81072 | 0.81072 | 0.81072 | 0.81072 | 0.81072 | 0.81072 | 0.81072 | 0.81072 | 0.81072 | 0.81072
| Incremental benefits |  |  | 0 | 0 | 0.79047 | 3.0709 | 6.9729 | 10.9494 | 11.5454 | 11.8598 | 12.1828 | 12.5147 | 12.8556 | 13.2058 | 13.5655 | 13.9351 | 14.538 | 15.2073 | 15.9387 | 16.729 | 17.5757 | 18.4771 | 117.0325
| Incremental net benefits |  |  | -1.9679 | -6.6848 | -10.1566 | -8.4733 | -1.5701 | 9.0905 | 10.7347 | 11.0491 | 11.3721 | 11.7039 | 12.0448 | 12.395 | 12.7548 | 13.1244 | 13.7273 | 14.3966 | 15.128 | 15.9183 | 16.765 | 17.6664 | 116.2218 |  | 0 | 1 | 2 | 3 | 4 | 5 | 6 | 7 | 8 | 9 | 10 | 11 | 12 | 13 | 14 | 15 | 16 | 17 | 18 | 19 | 20
| ERR |  | 25.45% | [21 empty] | Ls3 (Chelston - W) + Chelston & Kaunda Sq. (S)
| NPV @ 10% |  | 33.2578 | [22 empty] | -4.5113 | -17.2018 | -23.1428 | -20.5288 | -10.1447 | 7.6975 | 10.1439 | 10.4672 | 10.7993 | 11.1405 | 11.491 | 11.851 | 12.2209 | 12.6009 | 13.3616 | 14.2259 | 15.1865 | 16.2379 | 17.3758 | 18.5972
| Chelston & Kaunda Sq. (S) | [23 empty] | ERR: | 9.95% | NPV: | -0.23013
| Incremental costs |  |  | 2.5434 | 10.5169 | 13.3169 | 12.5963 | 9.2085 | 2.0042 | 0.93621 | 0.93621 | 0.93621 | 0.93621 | 0.93621 | 0.93621 | 0.93621 | 0.93621 | 0.93621 | 0.93621 | 0.93621 | 0.93621 | 0.93621 | 0.93621 | 0.93621
| Incremental benefits |  |  | 0 | 0 | 0.33073 | 0.54078 | 0.63385 | 0.61117 | 0.34543 | 0.35429 | 0.36339 | 0.37273 | 0.38234 | 0.3922 | 0.40233 | 0.41275 | 0.57054 | 0.76552 | 0.99472 | 1.2558 | 1.547 | 1.867 | 66.5237
| Incremental net benefits |  |  | -2.5434 | -10.5169 | -12.9862 | -12.0555 | -8.5746 | -1.393 | -0.59078 | -0.58193 | -0.57283 | -0.56348 | -0.55388 | -0.54401 | -0.53388 | -0.52347 | -0.36567 | -0.17069 | 0.058509 | 0.31961 | 0.61081 | 0.93075 | 65.5875
| ERR |  | 1.433%
| NPV @ 10% |  | 40.4811
Ls6 (Lumumba - W)
| Incremental costs |  |  | 0 | 1.5195 | 5.7126 | 8.1895 | 8.1895 | 5.4159 | 0.81339 | 0.81339 | 0.81339 | 0.81339 | 0.81339 | 0.81339 | 0.81339 | 0.81339 | 0.81339 | 0.81339 | 0.81339 | 0.81339 | 0.81339 | 0.81339 | 0.81339
| Incremental benefits |  |  | 0 | 0 | 0.72643 | 2.9757 | 6.8795 | 10.8899 | 11.5504 | 11.8647 | 12.1876 | 12.5194 | 12.8602 | 13.2103 | 13.5699 | 13.9394 | 14.605 | 15.3528 | 16.1771 | 17.0738 | 18.0396 | 19.0723 | 145.2255
| Incremental net benefits |  |  | 0 | -1.5195 | -4.9862 | -5.2138 | -1.31 | 5.474 | 10.737 | 11.0513 | 11.3743 | 11.706 | 12.0468 | 12.3969 | 12.7566 | 13.126 | 13.7916 | 14.5394 | 15.3637 | 16.2604 | 17.2262 | 18.2589 | 144.4121
| ERR |  | 42.49%
| NPV @ 10% |  | 22.7757
Chunga Matero (CM) (Sewer ~ P-II) (Flag above = 0 --> larger project)
| Incremental costs |  |  | 0.73753 | 2.636 | 3.6628 | 3.4085 | 2.452 | 0.53367 | 0.38087 | 0.38087 | 0.38087 | 0.38087 | 0.38087 | 0.38087 | 0.38087 | 0.38087 | 0.38087 | 0.38087 | 0.38087 | 0.38087 | 0.38087 | 0.38087 | 0.38087
| Incremental benefits |  |  | 0 | 0 | 0.11919 | 0.19365 | 0.22482 | 0.22338 | 0.13462 | 0.13807 | 0.14162 | 0.14526 | 0.149 | 0.15285 | 0.1568 | 0.16085 | 0.22235 | 0.29834 | 0.38766 | 0.48942 | 0.6029 | 0.72759 | 25.9255
| Incremental net benefits |  |  | -0.73753 | -2.636 | -3.5436 | -3.2148 | -2.2272 | -0.31029 | -0.24625 | -0.2428 | -0.23926 | -0.23561 | -0.23187 | -0.22803 | -0.22408 | -0.22002 | -0.15852 | -0.082537 | 0.0067875 | 0.10854 | 0.22203 | 0.34672 | 25.5446
| ERR |  | 3.503%
| NPV @ 10% |  | 11.3879
Chunga Matero (CM) (Sewer ~ P-II) (Flag above = 1 --> smaller project)
| Incremental costs |  |  | 0.73753 | 2.636 | 3.6628 | 3.4085 | 2.452 | 0.53367 | 0.31661 | 0.31661 | 0.31661 | 0.31661 | 0.31661 | 0.31661 | 0.31661 | 0.31661 | 0.31661 | 0.31661 | 0.31661 | 0.31661 | 0.31661 | 0.31661 | 0.31661
| Incremental benefits |  |  | 0 | 0 | 0.11707 | 0.18277 | 0.19803 | 0.17989 | 0.08767 | 0.089918 | 0.092227 | 0.0946 | 0.097037 | 0.099541 | 0.10211 | 0.10476 | 0.1448 | 0.19429 | 0.25246 | 0.31873 | 0.39263 | 0.47384 | 16.8838
| Incremental net benefits |  |  | -0.73753 | -2.636 | -3.5457 | -3.2257 | -2.254 | -0.35378 | -0.22894 | -0.22669 | -0.22438 | -0.22201 | -0.21957 | -0.21707 | -0.2145 | -0.21186 | -0.17181 | -0.12232 | -0.064151 | 0.0021159 | 0.076022 | 0.15722 | 16.5671
| ERR |  | 0.7401%
| NPV @ 10% |  | 11.112
Ls2 (Central - W)
| Incremental costs |  |  | 0 | 0.60147 | 2.8225 | 4.0804 | 4.0804 | 2.7099 | 0.5888 | 0.5888 | 0.5888 | 0.5888 | 0.5888 | 0.5888 | 0.5888 | 0.5888 | 0.5888 | 0.5888 | 0.5888 | 0.5888 | 0.5888 | 0.5888 | 0.5888
| Incremental benefits |  |  | 0 | 0 | 0.3107 | 1.2174 | 2.7725 | 4.3594 | 4.6012 | 4.7264 | 4.855 | 4.9871 | 5.1228 | 5.2622 | 5.4054 | 5.5525 | 5.8318 | 6.1474 | 6.4967 | 6.8779 | 7.2896 | 7.7306 | 64.2238
| Incremental net benefits |  |  | 0 | -0.60147 | -2.5118 | -2.863 | -1.3079 | 1.6496 | 4.0124 | 4.1376 | 4.2662 | 4.3983 | 4.534 | 4.6734 | 4.8166 | 4.9637 | 5.243 | 5.5586 | 5.9079 | 6.2891 | 6.7008 | 7.1418 | 63.635
| ERR |  | 34.43%
| NPV @ 10% |  | 11.9959
Sewershed expansions & upgrades (S)
Ngwerere
| Incremental costs |  |  | 0 | 1.1074 | 7.7753 | 8.6117 | 8.6117 | 5.6203 | 1.8212 | 1.8212 | 1.8212 | 1.8212 | 1.8212 | 1.8212 | 1.8212 | 1.8212 | 1.8212 | 1.8212 | 1.8212 | 1.8212 | 1.8212 | 1.8212 | 1.8212
| Incremental benefits |  |  | 0 | 0 | 0.66664 | 0.9776 | 0.93329 | 0.64231 | 0.036836 | 0.03778 | 0.038751 | 0.039747 | 0.040771 | 0.041823 | 0.042904 | 0.044014 | 0.060841 | 0.081633 | 0.10607 | 0.13392 | 0.16497 | 0.19909 | 7.0939
| Incremental net benefits |  |  | 0 | -1.1074 | -7.1086 | -7.6341 | -7.6784 | -4.978 | -1.7844 | -1.7834 | -1.7825 | -1.7815 | -1.7804 | -1.7794 | -1.7783 | -1.7772 | -1.7604 | -1.7396 | -1.7151 | -1.6873 | -1.6562 | -1.6221 | 5.2727
| ERR |  | -24.86%
| NPV @ 10% |  | 28.9777
Sewershed expansions & upgrades (S)
Manchinchi
| Incremental costs |  |  | 0 | 2.1347 | 12.7198 | 17.1991 | 15.7217 | 10.2881 | 1.8212 | 1.8212 | 1.8212 | 1.8212 | 1.8212 | 1.8212 | 1.8212 | 1.8212 | 1.8212 | 1.8212 | 1.8212 | 1.8212 | 1.8212 | 1.8212 | 1.8212
| Incremental benefits |  |  | 0 | 0 | 0.66779 | 0.98351 | 0.94784 | 0.66592 | 0.062333 | 0.063931 | 0.065573 | 0.06726 | 0.068993 | 0.070773 | 0.072602 | 0.07448 | 0.10295 | 0.13814 | 0.1795 | 0.22661 | 0.27916 | 0.3369 | 12.0043
| Incremental net benefits |  |  | 0 | -2.1347 | -12.052 | -16.2156 | -14.7739 | -9.6222 | -1.7589 | -1.7573 | -1.7556 | -1.7539 | -1.7522 | -1.7504 | -1.7486 | -1.7467 | -1.7182 | -1.6831 | -1.6417 | -1.5946 | -1.542 | -1.4843 | 10.1831
| ERR |  | -16.68%
| NPV @ 10% |  | 46.4565
Kanyama Drain
| Incremental costs |  |  | 0 | 1.5032 | 6.7168 | 4.4198 | 4.4198 | 2.9465 | 0.17 | 0.17 | 0.17 | 0.17 | 0.17 | 0.17 | 0.17 | 0.17 | 0.17 | 0.17 | 0.17 | 0.17 | 0.17 | 0.17 | 0.17
| Incremental benefits |  |  | 0 | 0 | 0.39917 | 1.3501 | 3.2524 | 5.5771 | 6.677 | 6.9448 | 7.2248 | 7.5177 | 7.8242 | 8.1448 | 8.4804 | 8.8315 | 9.5775 | 10.4539 | 11.4604 | 12.5981 | 13.8692 | 15.2772 | 288.58
| Incremental net benefits |  |  | 0 | -1.5032 | -6.3176 | -3.0697 | -1.1674 | 2.6306 | 6.507 | 6.7748 | 7.0548 | 7.3477 | 7.6542 | 7.9748 | 8.3104 | 8.6615 | 9.4075 | 10.2839 | 11.2904 | 12.4281 | 13.6992 | 15.1072 | 288.41
| ERR |  | 34.35%
| NPV @ 10% |  | 14.445
Bombay Drain
| Incremental costs |  |  | 4.0873 | 13.8589 | 21.185 | 22.0754 | 16.3661 | 3.5392 | 0.62928 | 0.62928 | 0.62928 | 0.62928 | 0.62928 | 0.62928 | 0.62928 | 0.62928 | 0.62928 | 0.62928 | 0.62928 | 0.62928 | 0.62928 | 0.62928 | 0.62928
| Incremental benefits |  |  | 0 | 0.038611 | 0.46739 | 1.1117 | 2.8321 | 5.2352 | 6.9188 | 7.267 | 7.6331 | 8.018 | 8.4228 | 8.8485 | 9.2961 | 9.7667 | 10.5224 | 11.3829 | 12.3493 | 13.4237 | 14.609 | 15.909 | 215.0024
| Incremental net benefits |  |  | -4.0873 | -13.8203 | -20.7176 | -20.9637 | -13.534 | 1.696 | 6.2895 | 6.6377 | 7.0038 | 7.3888 | 7.7936 | 8.2192 | 8.6668 | 9.1375 | 9.8931 | 10.7536 | 11.72 | 12.7944 | 13.9797 | 15.2797 | 214.3732
| ERR |  | 11.84%
| NPV @ 10% |  | 61.0254
Combined Chelston & Kaunda Sq. + Ls3 (Chelston - W)
| Incremental costs |  |  | 4.5113 | 17.2018 | 24.264 | 24.1405 | 17.7514 | 3.8631 | 1.7469 | 1.7469 | 1.7469 | 1.7469 | 1.7469 | 1.7469 | 1.7469 | 1.7469 | 1.7469 | 1.7469 | 1.7469 | 1.7469 | 1.7469 | 1.7469 | 1.7469
| Incremental benefits |  |  | 0 | 0 | 1.1212 | 3.6116 | 7.6067 | 11.5605 | 11.8908 | 12.2141 | 12.5462 | 12.8874 | 13.2379 | 13.598 | 13.9678 | 14.3478 | 15.1085 | 15.9728 | 16.9334 | 17.9848 | 19.1227 | 20.3441 | 183.5562
| Incremental net benefits |  |  | -4.5113 | -17.2018 | -23.1428 | -20.5288 | -10.1447 | 7.6975 | 10.1439 | 10.4672 | 10.7993 | 11.1405 | 11.491 | 11.851 | 12.2209 | 12.6009 | 13.3616 | 14.2259 | 15.1865 | 16.2379 | 17.3758 | 18.5972 | 181.8093
| ERR |  | 13.56%
| NPV @ 10% |  | 73.7389
ERR Version: Last updated: 2/13/2014

## ERR
`
| Zambia: Lusaka Water Supply, Sanitation, and Drainage Project | [5 empty] | ERR = | 17.04% |  | Base Case |  |  | ERR Version: Last updated: 2/13/2014
| ERR OVERVIEW |  |  | 2012 | 2013 | 2014 | 2015 | 2016 | 2017 | 2018 | 2019 | 2020 | 2021 | 2022 | 2023 | 2024 | 2025 | 2026 | 2027 | 2028 | 2029 | 2030 | 2031 | 2032
| (US$ million) |  | Present Value | 2013: Compact Implementation
|  |  | (US$ million) | 0 | 1 | 2 | 3 | 4 | 5 | 6 | 7 | 8 | 9 | 10 | 11 | 12 | 13 | 14 | 15 | 16 | 17 | 18 | 19 | 20
| Projected Income Benefits | 346723948.1495 | 346.7239 | 0 | 0 | 4.0547 | 14.481 | 32.6534 | 50.3348 | 53.6583 | 54.9717 | 56.3283 | 57.7296 | 59.1772 | 60.6729 | 62.2184 | 63.8155 | 65.4661 | 67.1929 | 69.0682 | 71.185 | 73.5891 | 76.1834 | 227.5773
| Real Project Costs | 230795534.5798 | 230.7955 | 11.4125 | 19.9736 | 65.6633 | 80.9371 | 73.5751 | 56.7366 | 5.0281 | 5.0281 | 5.0281 | 5.0281 | 5.0281 | 5.0281 | 5.0281 | 5.0281 | 5.0281 | 5.0281 | 5.0281 | 5.0281 | 5.0281 | 5.0281 | 5.0281
| Estimated Net Benefits |  | 115.9284 | -11.4125 | -19.9736 | -61.6086 | -66.4561 | -40.9217 | -6.4018 | 48.6302 | 49.9437 | 51.3002 | 52.7015 | 54.1492 | 55.6448 | 57.1903 | 58.7874 | 60.438 | 62.1648 | 64.0401 | 66.1569 | 68.561 | 71.1554 | 222.5493
| Switchboard - Water & Sanitation activities (W = Water; S = Sanitation; NRW = Non-revenue water) |  |  | Compact Implementation 5: Option 1; Compact Implementation 6: Option of 4 Jan
1 | Core water network (Lp1, Lp6, Ls1 - NRW) | 1 |  | Compact Implementation 5: 1; Compact Implementation 6: 1; Compact Implementation 8: 0%; Compact Implementation 9: Assumed cost savings fraction
2 | Ls3 (Chelston - W) | 1 | bar: Compact Implementation 5 to Compact Implementation 6
3 | Chelston & Kaunda Sq. (S) | 1 |  | Compact Implementation 5: 1; Compact Implementation 6: 1; Compact Implementation 9: -16.2; Compact Implementation 10: 24.3; Compact Implementation 11: 12.8
4 | Ls6 (Lumumba - W) | 0 |  | Compact Implementation 5: 0; Compact Implementation 6: 0; Compact Implementation 10: 8.1; Compact Implementation 11: 20.9
5 | Chunga/Matero (S) | 0 |  | Compact Implementation 1: Smaller Chunga Matero option?; Compact Implementation 2: 0; Compact Implementation 3: (1 = Yes; 0 = No); Compact Implementation 5: 1; Compact Implementation 6: 0; Compact Implementation 7: (Opt. 1 = smaller Chunga Matero; Opt. 3 = larger Chunga Matero)
6 | Ls2 (Central - W) | 1 |  | Compact Implementation 3: Component NPV; Compact Implementation 5: 0; Compact Implementation 6: 1
7 | Sewershed expansions & upgrades (S) | 0 |  | Compact Implementation 3: -8.7333; Compact Implementation 5: 0; Compact Implementation 6: 0; Compact Implementation 8: Sensitivity analysis monitor (to ensure parameters are at Base Case values)
| If "Sewershed expansions & upgrades" selected, enter "1" for one or more of the following: |  | 0 | 0: Manchinchi; Compact Implementation 3: 32.4021; Compact Implementation 5: 0; Compact Implementation 6: 0; Compact Implementation 8: 100%; Compact Implementation 9: Average hourly urban wage in the peri-urban areas
|  |  | 0 | 0: Ngwerere; Compact Implementation 3: 23.9333; Compact Implementation 5: 0; Compact Implementation 6: 0; Compact Implementation 8: 100%; Compact Implementation 9: Impact of water supply investments on diarrheal disease incidence for people 0-14 years of age
| Switchboard - Drainage activities |  |  | Compact Implementation 2: Overall NPV; Compact Implementation 3: 19.9361; Compact Implementation 4: Delta; Compact Implementation 8: 100%; Compact Implementation 9: Impact of drainage investments on malaria incidence
| Kanyama | 0 |  | Compact Implementation 2: 63.8624; Compact Implementation 3: 67.5382; Compact Implementation 4: -3.6758; Compact Implementation 5: 0; Compact Implementation 6: 0; Compact Implementation 8: 100%; Compact Implementation 9: Percentage of infectious diarrheal disease cases that result in stunting
8 | Bombay | 1 |  | Compact Implementation 5: 1; Compact Implementation 6: 1; Compact Implementation 8: 100%; Compact Implementation 9: Time lost per vehicle affected by flooding event in Bombay Drain catchment
| Switchboard - Other activities |  |  | Compact Implementation 8: 100%; Compact Implementation 9: Round-trip travel time to water source
| Innovation Fund | 0 | "1" = Include / "0" = Exclude in costs (Base case = "0") | Compact Implementation 5: 0; Compact Implementation 6: 0; Compact Implementation 8: 100%; Compact Implementation 9: Value of non-revenue water reduction
| Drainage Master Plan | 0 | "1" = Include / "0" = Exclude in costs (Base case = "0") | Compact Implementation 5: 0; Compact Implementation 6: 0; Compact Implementation 8: 100%; Compact Implementation 9: Level of non-revenue water reduction achieved by Compact Y5
100%
| Malaria incidents per 1000: | 120.3513 | 0
|  | 5 | 1 | 0: From June 13 trip (official Lusaka city statistics)
Switchboard for alternate measures of the opportunity cost of time:
| Wage | 2008 average urban wage*Unemployment: | Old number: | 0: Min Wage:; Compact Implementation 2: Instructions: Put ones for scenario you are interested in, zeroes elsewhere
|  | 1 | 0 | 0: 0
| Discount of women's time | Old: | Urban wages of female paid employees*Unemployment: | 0: Wage*(Difference between average and female unemployment)
|  | 0 | 1 | 0: 0
Changes from previous version:
| Benefits: | According to new guidance, MCC money spent on construction wages are not counted as a benefit. Direct labor expenditures are a cost.
| Health tab: | Reformatted so that all relevant data is in this spreadsheet, improved formatting of comments and references.
Average wage updated from 2005 to 2008 survey.
Wage not discounted by 50% for "low opportunity cost" but discounted by urban Lusaka unemployment rate from 2008 labor survey (35%) to account for probability of finding work.
Note that wages from Mtendere survey yield approximately the same value in dollars, so we are not overestimating the salary.
Malaria incidence:
|  | 120 | 5
|  | 0 | 1
| 2014-02-25 | Made a correction in cell E112 of the health tab to correct predicted deaths from malaria
| Health -- stunting: | Increments due to reduced stunting must be multiplied by two to represent two standard deviations.
Reduced probability of stunting is not 47% - 0%, but 47% - 28% = 19%.
Cohort analysis improperly counted reduced stunting in 2013, when no reduction is assumed to have occurred.
Cohort analysis for drainage improperly calculated.
| 2014-05-05 | Introduced a simpler way of calculating difference in stunting probability with and without exposure to diarrhea as an infant.
| Time savings: | Women's wages not discounted by 60% for "low opportunity cost" but discounted by urban Lusaka unemployment rate for women (42%) from 2008 labor survey
Introduced cost of sanitation connections and WC construction
8/30/13: Added calculations for M&E plan indicators.
| Subproject ERR calculations: | 2012 | 2013 | 2014 | 2015 | 2016 | 2017 | 2018 | 2019 | 2020 | 2021 | 2022 | 2023 | 2024 | 2025 | 2026 | 2027 | 2028 | 2029 | 2030 | 2031 | 2032
| Core water: | -4.4635 | -6.5152 | -19.6132 | -22.9872 | -16.9226 | -2.6768 | 8.5392 | 8.5392 | 8.5392 | 8.5392 | 8.5392 | 8.5392 | 8.5392 | 8.5392 | 8.5392 | 8.5392 | 8.5392 | 8.5392 | 8.5392 | 8.5392 | 8.5392 | 5.855%
| NRW benefits: | 0 | 0 | 2.1445 | 4.641 | 8.3218 | 10.6397 | 10.6023 | 10.6023 | 10.6023 | 10.6023 | 10.6023 | 10.6023 | 10.6023 | 10.6023 | 10.6023 | 10.6023 | 10.6023 | 10.6023 | 10.6023 | 10.6023 | 10.6023
| Costs: | 4.4635 | 6.5152 | 21.7576 | 27.6282 | 25.2444 | 13.3166 | 2.0631 | 2.0631 | 2.0631 | 2.0631 | 2.0631 | 2.0631 | 2.0631 | 2.0631 | 2.0631 | 2.0631 | 2.0631 | 2.0631 | 2.0631 | 2.0631 | 2.0631
| Water connections: | -2.3097 | -3.6328 | -10.3922 | -6.5915 | 7.0748 | 26.5143 | 34.9834 | 35.9767 | 36.9972 | 38.0455 | 39.1224 | 40.2288 | 41.3653 | 42.5329 | 43.7324 | 44.975 | 46.2969 | 47.7438 | 49.337 | 51.0275 | 123.2841 | 57.48%
| Health benefits: | 0 | 0 | 0.065542 | 0.33666 | 0.83004 | 1.3501 | 1.46 | 1.4998 | 1.5408 | 1.5828 | 1.626 | 1.6704 | 1.716 | 1.7629 | 1.811 | 1.8709 | 1.9777 | 2.1764 | 2.4873 | 2.8604 | 73.7638
| Time savings benefits: | 0 | 0 | 1.5678 | 8.053 | 19.8548 | 32.2951 | 34.9229 | 35.8764 | 36.8559 | 37.8622 | 38.8959 | 39.9579 | 41.0488 | 42.1696 | 43.3209 | 44.5036 | 45.7187 | 46.9669 | 48.2492 | 49.5666 | 50.9198
| Costs: | 2.3097 | 3.6328 | 12.0256 | 14.9811 | 13.61 | 7.1308 | 1.3995 | 1.3995 | 1.3995 | 1.3995 | 1.3995 | 1.3995 | 1.3995 | 1.3995 | 1.3995 | 1.3995 | 1.3995 | 1.3995 | 1.3995 | 1.3995 | 1.3995
| Sanitation: | -1.9248 | -4.5753 | -14.7666 | -17.5324 | -15.5112 | -25.4498 | -0.25141 | -0.23272 | -0.21351 | -0.19378 | -0.17351 | -0.15269 | -0.1313 | -0.10933 | -0.086753 | -0.059186 | -0.011903 | 0.073885 | 0.20675 | 0.36572 | 30.0496 | -5.804%
| Health benefits: | 0 | 0 | 0.030743 | 0.15791 | 0.38933 | 0.63327 | 0.6848 | 0.7035 | 0.7227 | 0.74243 | 0.7627 | 0.78352 | 0.80491 | 0.82689 | 0.84946 | 0.87703 | 0.92431 | 1.0101 | 1.143 | 1.3019 | 30.9859
| Costs: | 1.9248 | 4.5753 | 14.7974 | 17.6903 | 15.9005 | 26.083 | 0.93621 | 0.93621 | 0.93621 | 0.93621 | 0.93621 | 0.93621 | 0.93621 | 0.93621 | 0.93621 | 0.93621 | 0.93621 | 0.93621 | 0.93621 | 0.93621 | 0.93621
| Drainage: | -2.7145 | -5.2503 | -16.8719 | -19.5289 | -16.0227 | -5.5487 | 4.5259 | 4.7916 | 5.071 | 5.3649 | 5.674 | 5.9991 | 6.341 | 6.7006 | 7.0789 | 7.4826 | 7.9331 | 8.4588 | 9.0754 | 9.7558 | 59.1412 | 7.035%
| Health benefits: | 0 | 0 | 0.044684 | 0.23499 | 0.59318 | 0.98783 | 1.0937 | 1.1503 | 1.2099 | 1.2725 | 1.3384 | 1.4077 | 1.4806 | 1.5573 | 1.6379 | 1.7286 | 1.8498 | 2.0293 | 2.2816 | 2.5789 | 51.5614
| Time savings benefits: | 0 | 0 | 0.16616 | 0.87352 | 2.2043 | 3.6696 | 4.0615 | 4.2706 | 4.4904 | 4.7217 | 4.9649 | 5.2206 | 5.4897 | 5.7726 | 6.0703 | 6.3833 | 6.7125 | 7.0588 | 7.4231 | 7.8062 | 8.2091
| Costs: | 2.7145 | 5.2503 | 17.0828 | 20.6374 | 18.8202 | 10.2062 | 0.62928 | 0.62928 | 0.62928 | 0.62928 | 0.62928 | 0.62928 | 0.62928 | 0.62928 | 0.62928 | 0.62928 | 0.62928 | 0.62928 | 0.62928 | 0.62928 | 0.62928
ERRs: | bar: 2012
| Core water: | 2012: 5.855%
| Water connections: | 2012: 57.48%
| Sanitation: | 2012: -5.804%
| Drainage: | 2012: 7.035%
| Targeted Water and Sanitation: | -4.2345 | -8.2081 | -25.1589 | -24.1239 | -8.4364 | 1.0645 | 34.732 | 35.744 | 36.7837 | 37.8517 | 38.9489 | 40.0761 | 41.234 | 42.4236 | 43.6456 | 44.9158 | 46.285 | 47.8177 | 49.5438 | 51.3932 | 153.3338
27.65%
Beneficiaries: | bar: 2012
| Water connections: | 2012: 214717.8
| Sanitation: | 2012: 106888.65
| Drainage: | 2012: 136221.9998
Costs: | bar: 2012
| Water connections: | 2012: 42.854
| Sanitation: | 2012: 64.1704
| Sanitation - connection and WC costs: | 2012: 46.1704
| Drainage: | 2012: 53.8858
Costs per beneficiary: | bar: 2012
| Water connections: | 2012: 199.5828
| Sanitation: | 2012: 600.3485
| Sanitation - connection and WC costs: | 2012: 431.9489
| Drainage: | 2012: 395.5731
Note on G18: MCC: "1" = $12.6m (smaller option) "0" = $15.6m (larger, former option)

## Cost
Zambia: Lusaka Water Supply, Sanitation, and Drainage Project | [5 empty] | ERR Version: Last updated: 2/13/2014
308.2983
(US$ million)
| PV(Total costs) |  |  |  | Compact Implementation
Year | (US$ million) | 0 | 1 | 2 | 3 | 4 | 5 | 6 | 7 | 8 | 9 | 10 | 11 | 12 | 13 | 14 | 15 | 16 | 17 | 18 | 19 | 20
Calendar Year |  | 2012 | 2013 | 2014 | 2015 | 2016 | 2017 | 2018 | 2019 | 2020 | 2021 | 2022 | 2023 | 2024 | 2025 | 2026 | 2027 | 2028 | 2029 | 2030 | 2031 | 2032
Subprojects - Total | 230.7955 | 11.4125 | 19.9736 | 65.6633 | 80.9371 | 73.5751 | 56.7366 | 5.0281 | 5.0281 | 5.0281 | 5.0281 | 5.0281 | 5.0281 | 5.0281 | 5.0281 | 5.0281 | 5.0281 | 5.0281 | 5.0281 | 5.0281 | 5.0281 | 5.0281
Core water network (Lp1, Lp6, Ls1 - NRW) | 76.7088 | 4.4635 | 6.5152 | 21.7576 | 27.6282 | 25.2444 | 13.3166 | 2.0631 | 2.0631 | 2.0631 | 2.0631 | 2.0631 | 2.0631 | 2.0631 | 2.0631 | 2.0631 | 2.0631 | 2.0631 | 2.0631 | 2.0631 | 2.0631 | 2.0631
Ls3 (Chelston - W) | 30.2163 | 1.754 | 2.6238 | 8.6922 | 10.8461 | 9.8547 | 5.1639 | 0.81072 | 0.81072 | 0.81072 | 0.81072 | 0.81072 | 0.81072 | 0.81072 | 0.81072 | 0.81072 | 0.81072 | 0.81072 | 0.81072 | 0.81072 | 0.81072 | 0.81072
Chelston & Kaunda Sq. (S) | 46.1704 | 1.9248 | 4.5753 | 14.7974 | 17.6903 | 15.9005 | 6.283 | 0.93621 | 0.93621 | 0.93621 | 0.93621 | 0.93621 | 0.93621 | 0.93621 | 0.93621 | 0.93621 | 0.93621 | 0.93621 | 0.93621 | 0.93621 | 0.93621 | 0.93621
Ls2 (Central - W) | 12.6377 | 0.55562 | 1.009 | 3.3333 | 4.135 | 3.7553 | 1.967 | 0.5888 | 0.5888 | 0.5888 | 0.5888 | 0.5888 | 0.5888 | 0.5888 | 0.5888 | 0.5888 | 0.5888 | 0.5888 | 0.5888 | 0.5888 | 0.5888 | 0.5888
Drainage costs | 53.8858 | 2.7145 | 5.2503 | 17.0828 | 20.6374 | 18.8202 | 10.2062 | 0.62928 | 0.62928 | 0.62928 | 0.62928 | 0.62928 | 0.62928 | 0.62928 | 0.62928 | 0.62928 | 0.62928 | 0.62928 | 0.62928 | 0.62928 | 0.62928 | 0.62928
Connection and WC costs: | 18 | Compact Implementation 5 2017: 19.8
TOTAL costs | 230.7955 | 11.4125 | 19.9736 | 65.6633 | 80.9371 | 73.5751 | 56.7366 | 5.0281 | 5.0281 | 5.0281 | 5.0281 | 5.0281 | 5.0281 | 5.0281 | 5.0281 | 5.0281 | 5.0281 | 5.0281 | 5.0281 | 5.0281 | 5.0281 | 5.0281
Source: ERR LWSSDP Master cost spreadsheet.1.xlsm | 383719494.9936 | 0 2012: 383.7195
35.46
10.7104
57.6989

## Benefits
| Zambia: Lusaka Water Supply, Sanitation, and Drainage Project | [8 empty] | ERR Version: Last updated: 2/13/2014
(US$ million)
Projected Income Benefits Overview
|  | PV of Benefits |  |  |  | Compact Implementation
| Year | (US$ million) | 0 | 1 | 2 | 3 | 4 | 5 | 6 | 7 | 8 | 9 | 10 | 11 | 12 | 13 | 14 | 15 | 16 | 17 | 18 | 19 | 20
| Calendar Year |  | 2012 | 2013 | 2014 | 2015 | 2016 | 2017 | 2018 | 2019 | 2020 | 2021 | 2022 | 2023 | 2024 | 2025 | 2026 | 2027 | 2028 | 2029 | 2030 | 2031 | 2032
| Total benefits | 346.7239 | 0 | 0 | 4.0547 | 14.481 | 32.6534 | 50.3348 | 53.6583 | 54.9717 | 56.3283 | 57.7296 | 59.1772 | 60.6729 | 62.2184 | 63.8155 | 65.4661 | 67.1929 | 69.0682 | 71.185 | 73.5891 | 76.1834 | 227.5773
| For income per hh indicator: |  |  | 0 | 19.7725 | 70.6154 | 159.2316 | 245.4532 | 261.6601 | 268.0648 | 274.68 | 281.5133 | 288.5726 | 295.8662 | 303.4025 | 311.1906 | 319.2397 | 327.6604 | 336.8049 | 347.1274 | 358.8508 | 371.5019 | 1109.7608
Benefits by Benefit Stream
1) | TOTAL Health Related Income Benefits | 41.2537 | 0 | 0 | 0.14097 | 0.72956 | 1.8125 | 2.9712 | 3.2384 | 3.3536 | 3.4733 | 3.5978 | 3.7271 | 3.8616 | 4.0015 | 4.147 | 4.2984 | 4.4765 | 4.7518 | 5.2157 | 5.9119 | 6.7413 | 156.3111
| Health benefits, Water Rehab+Exp | 18.7557 | 0 | 0 | 0.065542 | 0.33666 | 0.83004 | 1.3501 | 1.46 | 1.4998 | 1.5408 | 1.5828 | 1.626 | 1.6704 | 1.716 | 1.7629 | 1.811 | 1.8709 | 1.9777 | 2.1764 | 2.4873 | 2.8604 | 73.7638
| Health benefits, Sanitation Rehab+Exp | 8.2967 | 0 | 0 | 0.030743 | 0.15791 | 0.38933 | 0.63327 | 0.6848 | 0.7035 | 0.7227 | 0.74243 | 0.7627 | 0.78352 | 0.80491 | 0.82689 | 0.84946 | 0.87703 | 0.92431 | 1.0101 | 1.143 | 1.3019 | 30.9859
| Health benefits, Drainage | 14.2013 | 0 | 0 | 0.044684 | 0.23499 | 0.59318 | 0.98783 | 1.0937 | 1.1503 | 1.2099 | 1.2725 | 1.3384 | 1.4077 | 1.4806 | 1.5573 | 1.6379 | 1.7286 | 1.8498 | 2.0293 | 2.2816 | 2.5789 | 51.5614
13.2996
2) | TOTAL Time Savings Related Income Benefits | 238.5677 | 0 | 0 | 1.734 | 8.9265 | 22.0591 | 35.9647 | 38.9845 | 40.147 | 41.3464 | 42.5838 | 43.8608 | 45.1785 | 46.5385 | 47.9422 | 49.3911 | 50.8869 | 52.4312 | 54.0258 | 55.6723 | 57.3727 | 59.1289
| Time savings benefits, Water Rehab+Exp | 211.1677 | 0 | 0 | 1.5678 | 8.053 | 19.8548 | 32.2951 | 34.9229 | 35.8764 | 36.8559 | 37.8622 | 38.8959 | 39.9579 | 41.0488 | 42.1696 | 43.3209 | 44.5036 | 45.7187 | 46.9669 | 48.2492 | 49.5666 | 50.9198
| Time savings benefits, Drainage | 27.4 | 0 | 0 | 0.16616 | 0.87352 | 2.2043 | 3.6696 | 4.0615 | 4.2706 | 4.4904 | 4.7217 | 4.9649 | 5.2206 | 5.4897 | 5.7726 | 6.0703 | 6.3833 | 6.7125 | 7.0588 | 7.4231 | 7.8062 | 8.2091
| TOTAL Time Savings Related Income Benefits, Compact years 0-5 | 41.3977
3) | TOTAL NRW Related Income Benefits | 61.4744 | 0 | 0 | 2.1445 | 4.641 | 8.3218 | 10.6397 | 10.6023 | 10.6023 | 10.6023 | 10.6023 | 10.6023 | 10.6023 | 10.6023 | 10.6023 | 10.6023 | 10.6023 | 10.6023 | 10.6023 | 10.6023 | 10.6023 | 10.6023
4) | Expected Avoided Property Damage Benefits (drainage) | 1.3436 | 0 | 0 | 0.011025 | 0.055951 | 0.1363 | 0.21904 | 0.23402 | 0.23753 | 0.24109 | 0.2447 | 0.24837 | 0.25209 | 0.25587 | 0.2597 | 0.26359 | 0.26754 | 0.27155 | 0.27562 | 0.27975 | 0.28395 | 0.2882
| Compact years 0-5 | 0.25477
5) | Expected Avoided Loss in Value Added (drainage) | 4.0845 | 0 | 0 | 0.024296 | 0.12801 | 0.32373 | 0.54012 | 0.59911 | 0.6313 | 0.66523 | 0.70099 | 0.73866 | 0.77836 | 0.82019 | 0.86427 | 0.91072 | 0.95966 | 1.0112 | 1.0656 | 1.1229 | 1.1832 | 1.2468
| Compact years 0-5 | 0.61158
| 4) + 5), Compact years 0-20 | 5.4282
| 4) + 5), Compact years 0-5 | 0.86635
| Health | 11.9%
| Time Savings | 68.81%
| Non-revenue Water | 17.73%
| Avoided Property Damage | 0.3875%
| Avoided Loss in Value Added | 1.178%
| TOTAL | 100%
Health benefits by:
| Death: | 9.5327 | 0 | 0 | 0.066606 | 0.34437 | 0.85471 | 1.3997 | 1.524 | 1.5766 | 1.6312 | 1.6879 | 1.7467 | 1.8079 | 1.8714 | 1.9373 | 2.0058 | 2.0771 | 2.1511 | 2.228 | 2.3079 | 2.3911 | 2.4775
| Disability: | 10.823 | 0 | 0 | 0.074363 | 0.38519 | 0.95784 | 1.5715 | 1.7144 | 1.777 | 1.8421 | 1.9099 | 1.9804 | 2.0538 | 2.1302 | 2.2097 | 2.2925 | 2.3787 | 2.4686 | 2.5621 | 2.6596 | 2.7611 | 2.8669
| Stunting: | 20.8981 | 0 | 0 | 0 | 0 | 0 | 0 | 0 | 0 | 0 | 0 | 0 | 0 | 0 | 0 | 0 | 0.020679 | 0.13224 | 0.42566 | 0.94439 | 1.5891 | 150.9666

## health
[6 empty] | ERR Version: Last updated: 2/13/2014 | [9 empty] | Comments/references:
Methodology: The basic idea is that improving water quality, sanitation, and drainage will reduce the incidence of various diseases in the treatment areas. We can put a dollar value on this by estimating the amount of "life time" saved by the project (as measured in "disability adjusted life years") and multiplying by the opportunity cost of time.
So for each disease and each "treatment type" (water, quality, sanitation, and drainage) we need an estimate of the DALYs saved, using the population of beneficiaries, the baseline incidence rate, and an estimated incident reduction rate. You also need an estimate of the opportunity cost of time. Because one option available to all participants in the workforce is to earn a wage in the formal labor market, one estimate of the opportunity cost of time is the minimum formal wage rate, discounted by the probability of finding a job in the formal sector. Whether this is the best way to estimate the opportunity cost of time is an open question, one we will investigate by collecting time use data through the M&E plan.
The 2012 minimum wage for Zambia is 419,000 kwacha per month. In Dec 2012 the kwacha/USD exchange rate was 5,292, so assuming 8 hours of work a day, 22 days a month, that comes out to about 45 cents/hour. According to the latest labor survey, the overall unemployment rate in urban Lusaka was 35%. If we interpret that as the probability of not finding a job, then the opportunity cost of time is $0.45*(1-0.35)=$0.29/hour overall. Again, this is the best assumption we can make based on what we know now. We will see if the M&E data we collect confirms this. | [15 empty] | See http://www.xe.com/ucc/convert/?Amount=1&From=USD&To=ZMK for latest exchange rate and 2008 Labourforce Survey Report.pdf found at http://www.mlss.gov.zm/upload/2008%20Labourforce%20Survey%20Report.pdf for unemployment rates.
Now, for the reduction in DALY's. For each disease we estimate the reduction in DALY's that we estimate will result from the project. We need the number of beneficiaries, the prevailing incidence rate, and an estimated incidence reduction rate for each disease and each subproject -- water quality improvement, sanitation, and drainage.
The DALY calculation counts two things: years of life lost to premature death as a result of a disease, plus years of life lost due to disability. Generally, a year spent suffering the ill effects of a disease is considered equivalent to losing some fraction of a year of healthy life. The WHO has provided estimates of what the fractions should be for different diseases. | [15 empty] | See "GBD2004_DisabilityWeights.pdf," found at http://www.who.int/healthinfo/global_burden_disease/GBD2004_DisabilityWeights.pdf
The WHO also recommends weighting different ages differently. "The young, and often the elderly, depend on the rest of society for physical, emotional and financial support." (Murray, 1994 -- see link at right), so the weight on years as "caregivers" should have more weight than years lived as "caretakers" (children and retired). They use the weighting formula C*age*exp(-beta*age), where C=0.1658 and beta=0.04. We'll adopt this to be comparable with other WHO studies. | [15 empty] | See "nationalburdenofdiseasemanual.pdf", section 3.7 and chapter 11, found at http://www.who.int/healthinfo/nationalburdenofdiseasemanual.pdf. See also http://whqlibdoc.who.int/bulletin/1994/Vol72-No3/bulletin_1994_72(3)_429-445.pdf
We have various sources for the reduction in disease incidence that result from water projects. For example, for infectious diarrhea, we use a 3ie report, which says that improvements in water quality (and supply) reduce disease incidence by 44%, and sanitation projects by 37%. Sources for other diseases will be listed below. | [15 empty] | See 3ie.2009.Water, Sanitation and Hygiene Interventions to Combat Childhood Diarrhea in Developing Countries.pdf, page 27, found at http://www.dfid.gov.uk/R4D//PDF/Articles/SR_Sanitation.pdf and http://www.bvsde.paho.org/bvsaar/fulltext/drainage.pdf
Opportunity cost of time ($/hour): |  | 688500
Average urban wage (paid employees, 2008 labor survey): | 1330755 | 355.2791 | Country Name | Country Code | Indicator Name | Indicator Code | 2005 | 2006 | 2007 | 2008 | 2009 | 2010 | 2011
Zambian minimum wage (2012 kwacha/month): | 419000 |  | Zambia | ZMB | Official exchange rate (LCU per US$, period average) | PA.NUS.FCRF | 4463.5033 | 3603.072 | 4002.5227 | 3745.6607 | 5046.1092 | 4797.1369 | 4860.6655
Current kwacha/$ exchange rate: | 5292 | http://www.xe.com/ucc/convert/?Amount=1&From=USD&To=ZMK
Average 2006-2010 exch rate (2 years before and after 2008): | 4238.9003 | 98.8464
urban Lusaka unemployment rate: | 0.35 | http://www.mlss.gov.zm/upload/2008%20Labourforce%20Survey%20Report.pdf
Opportunity cost of time ($/month): | 51.4645 | [5 empty] | 2005: 2008 average urban wage*Unemployment:; 2006: Old number:; 2007: Min Wage:; 2008: On trip to Lusaka, ask for average wage in treatment areas
Opportunity cost of time ($/hour): | 1.0628 | Assumes 24 working days per month (5.5-day weeks) and 8h/working day |  |  |  |  | 2005: 1.0628; 2006: 0.505; 2007: 0.51482
Opportunity cost of DALY ($/DALY): | 2448.7221 |  |  |  |  | $/day, assuming one wage earner/hh and 6 household members: | 2005: 1.1181; 2006: 0.53129; 2007: 0.54162
Disease incidence reduction: | [6 empty] | 2005: 1.6351; 2006: 1.01; 2007: 1.6189
| Water Quality | Sanitation | Drainage | Comments/References: | Modeling instructions:
Infectious Diarrhea | 44% | 37% | 37% | 3ie report says that improvements in water quality (and supply) reduce disease incidence by 44%, and sanitation projects by 37%. See 3ie.2009.Water, Sanitation and Hygiene Interventions to Combat Childhood Diarrhea in Developing Countries.pdf, page 27, found at http://www.dfid.gov.uk/R4D//PDF/Articles/SR_Sanitation.pdf and http://www.bvsde.paho.org/bvsaar/fulltext/drainage.pdf. A Moraes et al study (Impact of drainage and sewerage on diarrhoea in poor urban areas in Salvador, Brazil) claims drainage projects can reduce disease incidence by as much as sanitation projects, 37%. To avoid over counting where sanitation and drainage overlap, restrict the effect of drainage to 14%, bringing overall effectiveness of project (where sanitation is also being improved) to 95%. | Adjust "Incidence per 1,000" for males and females (ages 0-14) in YLD and YLL template by this amount, and by half this for ages 15 and up
Intestinal nematodes | 8.25% | 8.25% |  | Rosen and Vincent (1999:17) (http://www.cid.harvard.edu/archive/events/cidneudc/papers/rosenvincent.pdf), Table 4 note median reductions in prevalence of 4% for hookworm 29% for ascariasis. (from better studies). Use the average (16.5%) here, split evenly between water & sanitation.
Malaria |  |  | 20% | Castro et al. (2010:1) (http://www.ncbi.nlm.nih.gov/pmc/articles/PMC2876116/) notes "restoring and maintaining drains in Dar es Salaam has the potential to eliminate more than 40% of all potential mosquito larval habitats." Use 20% reduction in prevalence for conservatism. | Adjust "Incidence per 1,000" for males and females (ages 0-14) in YLD template by this amount
Lymphatic filariasis (LF) |  |  | 20% | See comment for malaria benefit above, and assume impact for LF is of the same magnitude. | Adjust "Incidence per 1,000" for males and females (ages 15 and up) in YLD template by this amount
Schistosomiasis | 38.5% | 38.5% |  | Split the schistosomiasis benefit evenly (i.e., 1/2 each) amongst water and sanitation. Each plays a role and they clearly interact. Rosen and Vincent (1999:17), Table 4 note a median reduction of 77% in prevalence (from better studies). This figure is divided in thirds in this table for the three types of interventions. Also see WHO RFP C-B Analysis_ WatSan_2005.pdf
Health beneficiaries by subproject: | 0.7091 | Expansion | Rehabilitation | Note: Health beneficiaries are all expansion beneficiaries and 15% of rehabilitation beneficiaries
Water quality | 214717.8 | 152256 | 416412 |  | Chelston: | 136414.5 | 2005: 0.63532
Sanitation | 106888.65 | 98349 | 56931 |  | Central: | 78303.3 | 2005: 0.36468
Drainage | 136221.9998
Beneficiaries by subproject - "Switchboard" | Priority I | Priority I | Priority I | Priority I | Priority I | Priority II | 2005: Priority II; 2006: Priority III*; 2007: Priority III*
| Core water network - NRW |  |  | Water network rehab/ expansion | Sewershed expansions & upgrades | Water network rehab/ expansion | 2005: Sewershed expansions & upgrades; 2006: Water network rehab/ expansion; 2007: Sewershed expansions & upgrades
| Lp1 | Lp6 | Ls1 | Ls3 (Chelston)* | Chelston & Kaunda Sq. | Ls6 (Lumumba)** | 2005: Chunga/Matero; 2006: Ls2 (Central)
Water, Sanitation, & Drainage Model
Total beneficiaries by subproject | 860000 |  |  | 250102 | 155280 | 0 | 0 | 318566 | 0 | Access to sanitation: | Before project: | After:
No. Rehabilitation Beneficiaries | 0 | 0 | 0 | 133750 | 56931 | 0 | 0 | 282662 | 0 |  | 0.36663 | 1
No. of Network Expansion Beneficiaries (i.e., new connections) | 0 | 0 | 0 | 116352 | 98349 | 0 | 2005: 0; 2006: 35904; 2007: 0
No. of Treatment Beneficiaries | 860000 | 0 | 0 | 0 | 0 | 0 | 2005: 0; 2006: 0; 2007: 0
No. of Primary Pipes Beneficiaries | 0 | 860000 | 0 | 0 | 0 | 0 | 2005: 0; 2006: 0; 2007: 0
No. of NRW Beneficiaries | 860000 | 0 | 860000 | 0 | 0 | 0 | 2005: 0; 2006: 0; 2007: 0
*Ls3 covers peri-urban areas of Chainda, Kalikiliki, Kamanga, Mtendere and part of Chongwe.
**Ls6 covers peri-urban areas of Chawama, Chibolya, Chunga, John Laing, Kanyama and Misisi. |  |  |  | 19392 | 16391.5 |  | 2006: 5984
***Ls2 covers peri-urban areas of Chipata, Garden, Chaisa, Kabanana and Ngombe.
****Note that Lp1, Lp6, and Ls1 overlap - cell at right gives total for thse SPs
Drainage
| Kanyama | Bombay
Total beneficiaries by subproject (2012) | 0 | 160768.5574 | Unlike water and sanitation investments, drainage beneficiaries are not infrastructure capacity constrained and will increase with population growth and economic growth at rates specified on sheet "Drainage."
No. of Resident Beneficiaries | 0 | 136221.9998 | These beneficiaries enjoy * health benefits * avoided property damage
No. of Non-resident Beneficiaries |  | 24546.5576 | These beneficiaries enjoy * avoided loss in value added * avoided travel time (flooding)
Prevailing incidence rates:
All diseases (except malaria): Fraction of cases not reported in health statistics: |  |  |  |  | 25% | Note: Specifically for malaria, DHMT reports case #s based on suspected rather than confirmed cases. 25% is an MCC assumption
Non-severe flood year: |  | Notes:
Infectious diarrhea |  | Includes some cholera
Number of cases per '000 population |  | Incidence of non-bloody diarrhea, Lusaka District, 2008 (duration is brief, so incidence ~= prevalence)
Total | 138.2664
Under 5: | 483.3333 | "=('diarrhoea non bloody 2008'!$AD$41+AVERAGE('diarrhoea bloody 2008'!$AD$36:$AD$37))/(1-F60)"
Over 5: | 59.3333 | "=('diarrhoea non bloody 2008'!$AD$77+AVERAGE('diarrhoea bloody 2008'!$AD$72:$AD$73))/(1-F60)"
Case fatality rate (per '000 cases) |  | Non-bloody diarrhea, Lusaka District, 2008, CFR = Case Fatality Rate = (# deaths/(1000 cases)) |  |  |  |  | 2011: Collapsing older age groups into "85+" and breaking out infants less than one year old ("0"): |  |  |  | Source:
Under 5: | 1 | "='diarrhoea non bloody 2008'!$AM$38" |  |  |  |  | 2007: Zambian population by five-year age group (thousands); 2011: Zambian population by five-year age group (% of total) |  |  | Working age | World Population Prospects: The 2010 Revision
Over 5: | 2.5 | "=AVERAGE('diarrhoea non bloody 2008'!$AM$83:$AM$84)" | [6 empty] | Age group | Females | Males | Avg age | Age group | Females | Males | Overall | (http://esa.un.org/unpd/wpp/Excel-Data/population.htm)
Estimated death rate per '000 population | 2.2208 | [7 empty] | 0-4 | 1245.433 | 1263.103 | 0.5 | 0 | 3.706% | 3.74% | 3.723% | File 3B: Female population by five-year age group, major area, region and country, annually for 2011-2100 (thousands)
Under 5: | 0.48333 | [7 empty] | 5-9 | 1009.4 | 1018.342 | 2.5 | 1-4 | 14.83% | 14.96% | 14.89% | "Annual Population 2011-2100 - Female"
Over 5: | 0.14833 | [7 empty] | 10-14 | 863.766 | 870.388 | 7 | 5-9 | 15.02% | 15.08% | 15.05% | File 2B: Male population by five-year age group, major area, region and country, annually for 2011-2100 (thousands)
[9 empty] | 15-19 | 718.823 | 722.876 | 12 | 10-14 | 12.85% | 12.89% | 12.87% | "Annual Population 2011-2100 - Male"
From 1995-2010, there were 4 severe flood events in Lusaka, Namely, 1998, 2000, 2008, and 2010. Report on Floods, 3 | [8 empty] | 20-24 | 615.039 | 617.506 | 17 | 15-19 | 10.7% | 10.7% | 10.7%
This is a frequency of |  | 25% | of years as severe flood events. | [5 empty] | 25-29 | 518.682 | 525.835 | 22 | 20-24 | 9.152% | 9.142% | 9.147%
Use this to weight two disease scenarios below | [8 empty] | 30-34 | 425.659 | 442.172 | 27 | 25-29 | 7.718% | 7.785% | 7.752%
Cholera scenario for severe flood year | [8 empty] | 35-39 | 315.344 | 343.899 | 32 | 30-34 | 6.334% | 6.546% | 6.44%
Cholera incidence: |  |  | 5.2597 | per 1000 population |  |  |  |  | 40-44 | 217.044 | 248.87 | 37 | 35-39 | 4.692% | 5.091% | 4.892%
Cholera case fatality rate: |  |  | 36.21 | per 1000 population |  |  |  |  | 45-49 | 164.589 | 177.021 | 42 | 40-44 | 3.23% | 3.684% | 3.458%
Severe flood year | [6 empty] | Average year |  | 50-54 | 145.637 | 133.491 | 47 | 45-49 | 2.449% | 2.621% | 2.535%
| Diarrhea other than cholera |  |  | Cholera | Total |  |  |  | 55-59 | 133.872 | 108.724 | 52 | 50-54 | 2.167% | 1.976% | 2.071% | Average age of worker: |  | 28.7609
Number of cases per '000 population |  |  |  |  | (incidence ~= prevalence) |  |  |  | 60-64 | 119.526 | 97.791 | 57 | 55-59 | 1.992% | 1.61% | 1.8%
Total |  |  |  |  | 138.2664 |  |  |  | 65-69 | 93.48 | 77.845 | 62 | 60-64 | 1.779% | 1.448% | 1.613%
Under 5: | 464.9471 |  |  | 18.3862 | 483.3333 | Assume that the total incidence doesn't change with flooding; only the fraction of cholera cases. |  |  | 70-74 | 65.031 | 54.376 | 67 | 65-69 | 1.391% | 1.152% | 1.271%
Over 5: | 57.0763 |  |  | 2.2571 | 59.3333 | 2.2571 | Solve for E84 by |  | 75-79 | 39.71 | 31.702 | 72 | 70-74 | 0.9677% | 0.805% | 0.8861%
Case fatality rate (per '000 cases) | [6 empty] | * letting weighted share equal cholera incidence at D77 (5.3/1000), and |  | 80-84 | 19.734 | 14.645 | 77 | 75-79 | 0.5909% | 0.4693% | 0.53%
Under 5: | 1 |  |  | 16.3053 | 1.5822 |  | * letting U5/O5 incidence ratio for cholera equal that for diarrhea overall. |  | 85-89 | 7.412 | 4.889 | 82 | 80-84 | 0.2936% | 0.2168% | 0.2551%
Over 5: | 2.5 |  |  | 40.7632 | 3.9555 | 40.7632 | Solve for E87 by |  | 90-94 | 1.862 | 1.052 | 88 | 85+ | 0.142% | 0.08969% | 0.09129%
Estimated death rate per '000 population | [6 empty] | * letting weighted share equal cholera case fatality rate at D78 (36/1000), and |  | 95-99 | 0.252 | 0.111 |  | TOTAL | 100% | 100% | 99.98%
Under 5: |  |  |  |  | 0.76474 |  | * letting U5/O5 fatality rate for cholera equal that for diarrhea overall. |  | 100+ | 0.02 | 0.006 | GRAND TOTAL:
Over 5: |  |  |  |  | 0.2347 |  | 2007: TOTAL; 2008: 6720.315; 2009: 6754.644; 2010: 13474.959 |  | Zambian population, 2011 | 13881336 | people | https://www.cia.gov/library/publications/the-world-factbook/geos/za.html
[7 empty] | 2007: % of GRAND TOTAL; 2008: 49.87%; 2009: 50.13% |  | National population growth rate, 2009 | 2.467% | %
Total infectious diarrhoea incidence: | Estimated death rate per '000 population | [5 empty] | 2010: 0; 2011: 3.723% |  | Lusaka population growth rate, 2011 | 4.9%
Under 5: | 0.55368 | [5 empty] | 2007: Fraction under 5:; 2008: 18.62%; 2010: 1-4; 2011: 14.89%
Over 5: | 0.16992 | [5 empty] | 2007: Fraction 5 and over:; 2008: 81.38%; 2010: 5-85+; 2011: 81.38%
| 0.24137 | Wtd. average
Intestinal nematodes
Intestinal nematodes
Estimated death rate per '000 population |  |  |  | 0.0087681 | WHO (2004b) intestinal nematode infection estimated death rate for Zambia
Incidence per '000 population |  |  |  | 51.277 | Inflated by 40% to account for PUAs having higher infection rates than Lusaka Province average.
Prevalence per '000 population |  |  |  | 78.1073
Schistosomiasis | [8 empty] | Year | Schistosomiasis cases | S:\_countryfile\Zambia\_ Team Documents\Sector Folders (ME and Econ, ESA)\M&E&E\_LWSSDP\Economic analysis\ERR\Supporting Files\WHO.Schistosomiasis - Zambia.pdf | Population (from WB WDI) (see S:\_countryfile\Zambia\_ Compact Development\18) M&E and Econ\Background\Data, Stats\Zambia WDI 2011.xlsx | 414560 | Increase in # of cases of disease, 2006-2010
Estimated death rate per '000 population |  |  |  | 0.044988 | WHO (2004b) schistosomiasis estimated death rate for Zambia. |  | 2007: 2006; 2008: 3105981; 2010: 12019481; 2011: 0 | Remission rate (WHO (2008:110))
Incidence per '000 population |  |  |  | 89.1776 | Estimated using trend in prevalence in http://www.who.int/neglected_diseases/preventive_chemotherapy/sch/db/index.html?units=minimal&region=all&country=zmb&countries=zmb&year=all#. |  | 2007: 2008; 2010: 12620219; 2011: 0.02% | Case fatality rate (WHO (2008:110))
Prevalence per '000 population |  |  |  | 265.6126 |  |  | 2007: 2010; 2008: 3520541; 2010: 13254419.5606; 2011: 53.58% | All other cause annual mortality rate (Adult mortality rate adults, both genders (2008 as benchmark), WB WDI.)
[7 empty] | 2011: 95.36% | Fraction of 2006 cases that would have died by 2010
Malaria |  |  |  |  | Disagg. death rates analysis: WHO (2004c:109) - "The revised death rates for malaria at ages five years and over result in an estimated 10% of malaria deaths at ages five years and over in the African region" |  | 2005: % deaths due to malaria; 2006: Deaths per '000; 2011: 2961763.0429 | # 2006 cases to be replaced by 2010
Estimated death rate per '000 population |  |  |  | 0.074946 | WHO (2004b). | Age cohort | 2011: 3376323.0429 | Total # cases to be added, 2006-2010
Incidence per '000 population |  |  |  | 5 |  | 0 | 2005: 15%; 2006: 0.30194; 2011: 6.688% | Incidence rate to apply to 2008 (average year) population to generate above # of cases
Factor to scale down Lusaka DHMT incidence data | Lusaka DHMT reports that malaria data indicated suspected, not confirmed, cases, and that confirmed cases can be as few as <5% of suspected cases. On the other hand, national incidence data is 244 per 1000, very close to what the Lusaka DHMT reports. Use this value to scale down the Lusaka DHMT malaria data for potential overreporting. |  |  | 50% |  | 1-4 | 75% | 0.37742 |  | Zambian population, 2011 | 13881336 | people | https://www.cia.gov/library/publications/the-world-factbook/geos/za.html
Alternative incidence estimate per '000 population |  |  |  | 221.9023 |  | 5-85+ | 2005: 10%; 2006: 0.009209
Prevalence per '000 population |  |  |  | Not needed |  |  | 2005: 100%; 2006: 0.074946; 2007: (Check - shd = "Estimated death rate per '000 population" at left)
Lymphatic filariasis
Estimated death rate per '000 population |  |  |  | 0 | WHO (2004b) for Zambia
Incidence per '000 population |  |  |  | 14.8767 | Ottesen et al. (2008:3) - LF infections occur in 10% of at-risk population. At-risk population in Zambia in 2011 estimated at 1,548,811, based on WHO (2006:10) estimates updated for more 2011 population.
Prevalence per '000 population |  |  |  | Not needed |  | Pathophysiology of Malaria (File: PATHOPHYSIOLOGY OF MALARIA.pdf) |  |  | Treatment fraction: | 0.13638 | "='bodreferencedisability weights'!$X$4" | Weighted average, untreated | Weighted average, population | (Using treatment fraction at left)
Fraction of cases developing sequelae (clinical manifestations) |  |  |  | 33.33% | Ottesen et al. (2008:3)
[6 empty] | Malaria parasites | http://www.malariasite.com/malaria/MalarialParasite.htm#P. falciparum | vivax | ovale | malariae | falciparum
[6 empty] | Distribution in Africa | http://www.malariasite.com/malaria/MalarialParasite.htm#P. falciparum | 6% | 6% | 3% | 85%
Estimated disease durations | [5 empty] | Typical symptom duration (y) | untreated | 0.10577 | 0.048077 | 0.25962 | 0.048077
Disease |  |  | Duration (y) |  |  | Symptoms recur so frequently (a few days to a week) that we use "maximum infection duration below" for duration
Infectious diarrhea |  |  | 0.016427 | Mathers et al. (2006:79) |  | For those treated assume it is successful (as in most cases not too advanced) and quick so that no disability is incurred.
Intestinal nematodes |  |  | 1.5232 |  |  | Maximum infection duration (y) | untreated | 6.5 | 1.3333 | 35 | 0.95833 | 2.3346 | 2.0162
Schistosomiasis |  |  | 2.9785 |  |  | Anemia
Malaria |  |  | 2.0162 |  |  | Probabilities | Assumed based on PATHOPHYSIOLOGY OF MALARIA.pdf | 20% | 10% | 20% | 40% | 36.4% | 31.44%
Lymphatic filariasis |  |  | Permanent (i.e., expected lifetime) | Ottesen et al. (2008:9) |  | Other complications | 2005: Ignores renal and others, for simplicity (and since no DWs available); 2009: cerebral
[6 empty] | Probabilities | 2009: 36.3%; 2010: 30.86%; 2011: 26.65%
Zambian life expectancy (for DALY calculations) | [6 empty] | 2009: (See page 4 of PATHOPHYSIOLOGY OF MALARIA.pdf)
| Male | Female
0 | 47 | 49.3 | Source: WHO (see WHO Life Tables.Zambia.xls)
1-4 | 51.3 | 52.7
5-9 | 50.8 | 51.7 |  | DALY Parameters
10-14 | 46.7 | 47.4 |  | 10% | Discount rate (r) |  | 2005: Standard discount rate is 0.03; 2009: Rate
15-19 | 42.2 | 43 |  | 0.04 | Beta (b) |  | 2005: Standard age weights use beta=0.04
20-24 | 37.7 | 38.7 |  | 0.1658 | Constant (C) |  | 2005: Standard age weights use C=0.1658; 2009: Const
25-29 | 33.4 | 34.7
30-34 | 29.5 | 31.6
35-39 | 26.3 | 29.2
40-44 | 23.7 | 27.3
45-49 | 21.4 | 25.1
50-54 | 18.8 | 22.2
55-59 | 16.2 | 19.1
60-64 | 13.7 | 15.9
65-69 | 11.2 | 12.8
70-74 | 8.8 | 10
75-79 | 6.8 | 7.6
80-84 | 5.1 | 5.7
85+ | 2.6 | 2.825
Water Quality (supply expansion and rehab) |  |  |  | diarrhoea |  |  | 2009: Intestinal nematodes | [5 empty] | Schistosomiasis
Years of life lost | Age at onset | Age Weight/Discount for YLLs | Age Weight/Discount for YLDs | Deaths | WOP YLLs | WP | Disability Weight | Incidence*DW | WOP YLDs | WP | Deaths | WOP YLLs | WP | Age Weight/Discount for YLDs | Disability Weight | Incidence*DW | WOP YLDs | WP | Deaths | WOP YLLs | WP | Age Weight/Discount for YLDs | Disability Weight | Incidence*DW | WOP YLDs | WP
0 | 0.1 | 8.4662 | 0.00029321 | 4.4264 | 37.4749 | 20.986 | 0.11935 | 461.1835 | 0.13522 | 0.075725 | 0.070096 | 0.59345 | 0.54449 | 0.18906 | 0.082638 | 33.8759 | 6.4045 | 5.8761 | 0.35965 | 3.0449 | 1.8726 | 0.59767 | 0.0052 | 3.7072 | 2.2157 | 1.3627
1-4 | 2.6 | 10.3532 | 0.0063947 | 17.7057 | 183.3111 | 102.6542 | 0.11935 | 1844.7339 | 11.7966 | 6.6061 | 0.28038 | 2.9029 | 2.6634 | 0.6835 | 0.082638 | 135.5037 | 92.6174 | 84.9765 | 1.4386 | 14.8942 | 9.16 | 1.4506 | 0.0052 | 14.8289 | 21.5108 | 13.2291
5-9 | 7.29 | 12.7249 | 0.014833 | 5.4904 | 69.8652 | 39.1245 | 0.094148 | 180.4934 | 2.6772 | 1.4992 | 0.28331 | 3.605 | 3.3076 | 1.3635 | 0.079825 | 132.2559 | 180.3288 | 165.4517 | 1.4536 | 18.4969 | 11.3756 | 2.6173 | 0.0052 | 14.9835 | 39.2162 | 24.118
10-14 | 12.94 | 14.1087 | 0.020993 | 4.6955 | 66.2474 | 37.0985 | 0.094148 | 154.3606 | 3.2404 | 1.8146 | 0.24229 | 3.4184 | 3.1363 | 1.8535 | 0.079825 | 113.1072 | 209.6435 | 192.3479 | 1.2431 | 17.5391 | 10.7865 | 3.4475 | 0.0052 | 12.8141 | 44.1768 | 27.1688
15-19 | 18.05 | 14.3933 | 0.023865 | 3.9036 | 56.1862 | 43.8252 | 0.085759 | 116.894 | 2.7897 | 2.1759 | 0.20143 | 2.8992 | 2.66 | 2.0754 | 0.079613 | 93.782 | 194.6383 | 178.5807 | 1.0335 | 14.8754 | 9.1483 | 3.8126 | 0.0059 | 12.0871 | 46.0831 | 28.3411
20-24 | 22.54 | 14.114 | 0.0249 | 3.3373 | 47.1031 | 36.7404 | 0.085759 | 99.9357 | 2.4884 | 1.9409 | 0.17221 | 2.4305 | 2.23 | 2.1488 | 0.079613 | 80.1766 | 172.2811 | 158.0679 | 0.88356 | 12.4706 | 7.6694 | 3.9218 | 0.0059 | 10.3336 | 40.526 | 24.9235
25-29 | 27.49 | 13.4278 | 0.024912 | 2.8282 | 37.9767 | 29.6218 | 0.085759 | 84.6902 | 2.1098 | 1.6456 | 0.14594 | 1.9596 | 1.7979 | 2.1377 | 0.079613 | 67.9454 | 145.2465 | 133.2637 | 0.74877 | 10.0544 | 6.1834 | 3.8829 | 0.0059 | 8.7572 | 34.0035 | 20.9121
30-34 | 32.57 | 12.4677 | 0.024087 | 2.3498 | 29.2966 | 22.8514 | 0.085759 | 70.3644 | 1.6948 | 1.322 | 0.12125 | 1.5117 | 1.387 | 2.0586 | 0.079613 | 56.4521 | 116.2126 | 106.6251 | 0.62211 | 7.7563 | 4.7701 | 3.7264 | 0.0059 | 7.2758 | 27.1128 | 16.6743
35-39 | 37.52 | 11.3998 | 0.022762 | 1.785 | 20.3488 | 15.8721 | 0.085759 | 53.4519 | 1.2167 | 0.94901 | 0.092106 | 1.05 | 0.96337 | 1.9398 | 0.079613 | 42.8835 | 83.1865 | 76.3236 | 0.47258 | 5.3874 | 3.3132 | 3.5027 | 0.0059 | 5.5271 | 19.3595 | 11.9061
40-44 | 42.61 | 10.2604 | 0.021088 | 1.2615 | 12.9438 | 10.0962 | 0.085759 | 37.7767 | 0.79662 | 0.62137 | 0.065095 | 0.6679 | 0.6128 | 1.793 | 0.079613 | 30.3075 | 54.3428 | 49.8595 | 0.33399 | 3.4269 | 2.1075 | 3.2313 | 0.0059 | 3.9062 | 12.622 | 7.7625
45-49 | 47.68 | 9.1115 | 0.019265 | 0.92497 | 8.4278 | 6.5737 | 0.085759 | 27.698 | 0.5336 | 0.41621 | 0.047728 | 0.43488 | 0.399 | 1.6352 | 0.079613 | 22.2216 | 36.3357 | 33.338 | 0.24489 | 2.2313 | 1.3722 | 2.9422 | 0.0059 | 2.864 | 8.4265 | 5.1823
50-54 | 52.64 | 7.965 | 0.017441 | 0.75579 | 6.0199 | 4.6955 | 0.085759 | 22.6319 | 0.39473 | 0.30789 | 0.038998 | 0.31062 | 0.285 | 1.4783 | 0.079613 | 18.1572 | 26.8411 | 24.6267 | 0.2001 | 1.5938 | 0.98017 | 2.6566 | 0.0059 | 2.3402 | 6.2169 | 3.8234
55-59 | 57.64 | 6.8266 | 0.015636 | 0.65687 | 4.4842 | 3.4977 | 0.085759 | 19.6699 | 0.30756 | 0.23989 | 0.033894 | 0.23138 | 0.21229 | 1.3237 | 0.079613 | 15.7808 | 20.8887 | 19.1654 | 0.17391 | 1.1872 | 0.73012 | 2.3763 | 0.0059 | 2.0339 | 4.8332 | 2.9724
60-64 | 62.67 | 5.7118 | 0.013902 | 0.58842 | 3.361 | 2.6216 | 0.088346 | 18.1519 | 0.25234 | 0.19683 | 0.030363 | 0.17343 | 0.15912 | 1.1757 | 0.081412 | 14.456 | 16.996 | 15.5939 | 0.15579 | 0.88982 | 0.54724 | 2.1088 | 0.0059 | 1.822 | 3.8422 | 2.363
65-69 | 67.68 | 4.6338 | 0.012287 | 0.46389 | 2.1496 | 1.6767 | 0.088346 | 14.3103 | 0.17583 | 0.13715 | 0.023937 | 0.11092 | 0.10177 | 1.0382 | 0.081412 | 11.3966 | 11.8323 | 10.8562 | 0.12282 | 0.5691 | 0.35 | 1.8609 | 0.0059 | 1.4364 | 2.6729 | 1.6438
70-74 | 72.56 | 3.6277 | 0.010837 | 0.32331 | 1.1729 | 0.91486 | 0.088346 | 9.9737 | 0.10808 | 0.084304 | 0.016683 | 0.060521 | 0.055528 | 0.91505 | 0.081412 | 7.943 | 7.2682 | 6.6686 | 0.085598 | 0.31052 | 0.19097 | 1.639 | 0.0059 | 1.0011 | 1.6408 | 1.0091
75-79 | 77.45 | 2.7313 | 0.0095119 | 0.19336 | 0.52813 | 0.41194 | 0.088346 | 5.9648 | 0.056737 | 0.044255 | 0.0099774 | 0.027252 | 0.025003 | 0.80268 | 0.081412 | 4.7504 | 3.813 | 3.4985 | 0.051192 | 0.13982 | 0.085991 | 1.437 | 0.0059 | 0.59871 | 0.86034 | 0.52911
80-84 | 82.43 | 1.9702 | 0.0082951 | 0.093087 | 0.1834 | 0.14305 | 0.088346 | 2.8716 | 0.02382 | 0.01858 | 0.0048033 | 0.0094635 | 0.0086827 | 0.6996 | 0.081412 | 2.2869 | 1.5999 | 1.4679 | 0.024645 | 0.048556 | 0.029862 | 1.2518 | 0.0059 | 0.28823 | 0.36082 | 0.2219
85+ | 89 | 0.96063 | 0.0068863 | 0.033307 | 0.031996 | 0.024957 | 0.088346 | 1.0275 | 0.0070755 | 0.0055189 | 0.0017186 | 0.001651 | 0.0015148 | 0.58042 | 0.081412 | 0.81827 | 0.47494 | 0.43575 | 0.0088181 | 0.0084709 | 0.0052096 | 1.038 | 0.0059 | 0.10313 | 0.10705 | 0.065834
Total |  |  |  |  | 587.1127 | 379.4302 | 2007: 30.8052; 2008: 20.1012; 2010: 22.3988; 2011: 20.5509 |  |  |  | 1380.952 | 1267.0235 |  | 114.9245 | 70.6786 |  |  |  | 315.7873 | 194.2092
|  | See "nationalburdenofdiseasemanual.pdf" page 117 | See "nationalburdenofdiseasemanual.pdf" page 118 |  |  | See "modeling instructions" in F19
Sanitation |  |  |  | diarrhoea |  |  | 2009: Intestinal nematodes | [5 empty] | Schistosomiasis
Years of life lost | Age at onset | Age Weight/Discount for YLLs | Age Weight/Discount for YLDs | Deaths | WOP YLLs | WP | Disability Weight | Incidence*DW | WOP YLDs | WP | Deaths | WOP YLLs | WP | Age Weight/Discount for YLDs | Disability Weight | Incidence*DW | WOP YLDs | WP | Deaths | WOP YLLs | WP | Age Weight/Discount for YLDs | Disability Weight | Incidence*DW | WOP YLDs | WP
0 | 0.1 | 8.4662 | 0.00029321 | 2.2035 | 18.6554 | 11.7529 | 0.11935 | 229.5817 | 0.067316 | 0.042409 | 0.034895 | 0.29542 | 0.27105 | 0.18906 | 0.082638 | 16.8638 | 3.1882 | 2.9252 | 0.17904 | 1.5158 | 0.9322 | 0.59767 | 0.0052 | 1.8455 | 1.103 | 0.67835
1-4 | 2.6 | 10.3532 | 0.0063947 | 8.8141 | 91.2541 | 57.4901 | 0.11935 | 918.3268 | 5.8725 | 3.6996 | 0.13958 | 1.4451 | 1.3259 | 0.6835 | 0.082638 | 67.4551 | 46.1059 | 42.3021 | 0.71615 | 7.4145 | 4.5599 | 1.4506 | 0.0052 | 7.382 | 10.7083 | 6.5856
5-9 | 7.29 | 12.7249 | 0.014833 | 2.7332 | 34.7796 | 21.9111 | 0.094148 | 89.8514 | 1.3327 | 0.83963 | 0.14103 | 1.7946 | 1.6466 | 1.3635 | 0.079825 | 65.8383 | 89.7695 | 82.3635 | 0.72362 | 9.2079 | 5.6629 | 2.6173 | 0.0052 | 7.4589 | 19.5222 | 12.0062
10-14 | 12.94 | 14.1087 | 0.020993 | 2.3375 | 32.9786 | 20.7765 | 0.094148 | 76.8422 | 1.6131 | 1.0163 | 0.12061 | 1.7017 | 1.5613 | 1.8535 | 0.079825 | 56.3059 | 104.3626 | 95.7527 | 0.61885 | 8.7311 | 5.3696 | 3.4475 | 0.0052 | 6.379 | 21.9917 | 13.5249
15-19 | 18.05 | 14.3933 | 0.023865 | 1.9433 | 27.97 | 22.7956 | 0.085759 | 58.191 | 1.3887 | 1.1318 | 0.10027 | 1.4433 | 1.3242 | 2.0754 | 0.079613 | 46.6856 | 96.8929 | 88.8992 | 0.51448 | 7.4051 | 4.5541 | 3.8126 | 0.0059 | 6.0171 | 22.9406 | 14.1085
20-24 | 22.54 | 14.114 | 0.0249 | 1.6614 | 23.4484 | 19.1104 | 0.085759 | 49.749 | 1.2387 | 1.0096 | 0.085726 | 1.2099 | 1.1101 | 2.1488 | 0.079613 | 39.9127 | 85.7632 | 78.6878 | 0.43984 | 6.208 | 3.8179 | 3.9218 | 0.0059 | 5.1442 | 20.1743 | 12.4072
25-29 | 27.49 | 13.4278 | 0.024912 | 1.4079 | 18.9052 | 15.4077 | 0.085759 | 42.1596 | 1.0503 | 0.85596 | 0.072648 | 0.9755 | 0.89503 | 2.1377 | 0.079613 | 33.8239 | 72.3052 | 66.34 | 0.37275 | 5.0052 | 3.0782 | 3.8829 | 0.0059 | 4.3594 | 16.9273 | 10.4103
30-34 | 32.57 | 12.4677 | 0.024087 | 1.1698 | 14.5841 | 11.8861 | 0.085759 | 35.0281 | 0.84371 | 0.68762 | 0.060359 | 0.75254 | 0.69046 | 2.0586 | 0.079613 | 28.1024 | 57.8518 | 53.079 | 0.30969 | 3.8612 | 2.3746 | 3.7264 | 0.0059 | 3.622 | 13.497 | 8.3007
35-39 | 37.52 | 11.3998 | 0.022762 | 0.8886 | 10.1299 | 8.2558 | 0.085759 | 26.6089 | 0.60568 | 0.49363 | 0.045851 | 0.5227 | 0.47958 | 1.9398 | 0.079613 | 21.3478 | 41.4111 | 37.9946 | 0.23526 | 2.6819 | 1.6494 | 3.5027 | 0.0059 | 2.7514 | 9.6373 | 5.927
40-44 | 42.61 | 10.2604 | 0.021088 | 0.62801 | 6.4436 | 5.2515 | 0.085759 | 18.8056 | 0.39657 | 0.3232 | 0.032405 | 0.33249 | 0.30506 | 1.793 | 0.079613 | 15.0874 | 27.0524 | 24.8206 | 0.16627 | 1.7059 | 1.0492 | 3.2313 | 0.0059 | 1.9445 | 6.2834 | 3.8643
45-49 | 47.68 | 9.1115 | 0.019265 | 0.46046 | 4.1955 | 3.4193 | 0.085759 | 13.7883 | 0.26563 | 0.21649 | 0.02376 | 0.21649 | 0.19863 | 1.6352 | 0.079613 | 11.0621 | 18.0883 | 16.596 | 0.12191 | 1.1108 | 0.68311 | 2.9422 | 0.0059 | 1.4257 | 4.1948 | 2.5798
50-54 | 52.64 | 7.965 | 0.017441 | 0.37624 | 2.9967 | 2.4424 | 0.085759 | 11.2664 | 0.1965 | 0.16015 | 0.019414 | 0.15463 | 0.14187 | 1.4783 | 0.079613 | 9.0388 | 13.3618 | 12.2594 | 0.099609 | 0.79339 | 0.48794 | 2.6566 | 0.0059 | 1.165 | 3.0949 | 1.9033
55-59 | 57.64 | 6.8266 | 0.015636 | 0.327 | 2.2323 | 1.8193 | 0.085759 | 9.7919 | 0.1531 | 0.12478 | 0.016873 | 0.11519 | 0.10568 | 1.3237 | 0.079613 | 7.8558 | 10.3986 | 9.5407 | 0.086573 | 0.591 | 0.36346 | 2.3763 | 0.0059 | 1.0125 | 2.406 | 1.4797
60-64 | 62.67 | 5.7118 | 0.013902 | 0.29292 | 1.6731 | 1.3636 | 0.088346 | 9.0362 | 0.12562 | 0.10238 | 0.015115 | 0.086333 | 0.07921 | 1.1757 | 0.081412 | 7.1963 | 8.4608 | 7.7628 | 0.077551 | 0.44296 | 0.27242 | 2.1088 | 0.0059 | 0.907 | 1.9127 | 1.1763
65-69 | 67.68 | 4.6338 | 0.012287 | 0.23093 | 1.0701 | 0.87212 | 0.088346 | 7.1238 | 0.087528 | 0.071336 | 0.011916 | 0.055216 | 0.050661 | 1.0382 | 0.081412 | 5.6733 | 5.8903 | 5.4043 | 0.061139 | 0.28331 | 0.17423 | 1.8609 | 0.0059 | 0.71504 | 1.3306 | 0.81832
70-74 | 72.56 | 3.6277 | 0.010837 | 0.16095 | 0.58388 | 0.47586 | 0.088346 | 4.965 | 0.053804 | 0.043851 | 0.008305 | 0.030128 | 0.027642 | 0.91505 | 0.081412 | 3.9541 | 3.6182 | 3.3197 | 0.042611 | 0.15458 | 0.095068 | 1.639 | 0.0059 | 0.49836 | 0.81683 | 0.50235
75-79 | 77.45 | 2.7313 | 0.0095119 | 0.096256 | 0.26291 | 0.21427 | 0.088346 | 2.9694 | 0.028244 | 0.023019 | 0.0049668 | 0.013566 | 0.012447 | 0.80268 | 0.081412 | 2.3648 | 1.8982 | 1.7416 | 0.025484 | 0.069605 | 0.042807 | 1.437 | 0.0059 | 0.29805 | 0.42829 | 0.2634
80-84 | 82.43 | 1.9702 | 0.0082951 | 0.04634 | 0.091299 | 0.074408 | 0.088346 | 1.4295 | 0.011858 | 0.0096641 | 0.0023911 | 0.004711 | 0.0043223 | 0.6996 | 0.081412 | 1.1384 | 0.79646 | 0.73075 | 0.012268 | 0.024171 | 0.014865 | 1.2518 | 0.0059 | 0.14348 | 0.17962 | 0.11046
85+ | 89 | 0.96063 | 0.0068863 | 0.016581 | 0.015928 | 0.012981 | 0.088346 | 0.51148 | 0.0035222 | 0.0028706 | 0.00085556 | 0.00082187 | 0.00075407 | 0.58042 | 0.081412 | 0.40734 | 0.23643 | 0.21692 | 0.0043897 | 0.0042169 | 0.0025934 | 1.038 | 0.0059 | 0.05134 | 0.053289 | 0.032773
Total |  |  |  |  | 292.2705 | 205.332 | 2007: 15.3351; 2008: 10.8543; 2010: 11.1503; 2011: 10.2304 |  |  |  | 687.4516 | 630.7369 |  | 57.2105 | 35.1845 |  |  |  | 157.202 | 96.6793
|  | See "nationalburdenofdiseasemanual.pdf" page 117 | See "nationalburdenofdiseasemanual.pdf" page 118 |  |  | See "modeling instructions" in F19 | 2008: See "modeling instructions" in F19
Drainage |  |  |  | diarrhoea |  |  | 2009: Malaria | [5 empty] | Lymphatic filariasis (LF)
Years of life lost | Age at onset | Age Weight/Discount for YLLs | Age Weight/Discount for YLDs | Deaths | WOP DALYs | WP | Disability Weight | Incidence*DW | WOP YLDs | WP | Deaths | WOP DALYs | WP | Age Weight/Discount for YLDs | Disability Weight | Incidence*DW | WOP YLDs | WP | Deaths | WOP DALYs | WP | Age Weight/Discount for YLDs | Disability Weight | Incidence*DW | WOP YLDs | WP
0 | 0.1 | 8.4662 | 0.00029321 | 2.8082 | 23.775 | 14.9782 | 0.11935 | 292.5856 | 0.085789 | 0.054047 | 1.5314 | 12.9651 | 10.3721 | 0.3077 | 0.20345 | 5.1593 | 1.5875 | 1.27 | 0 | 0 | 0 | 8.4662 | 0.021954 | 1.6565 | 14.0243 | 11.2194
1-4 | 2.6 | 10.3532 | 0.0063947 | 11.2329 | 116.2969 | 73.267 | 0.11935 | 1170.3424 | 7.484 | 4.7149 | 7.657 | 79.2748 | 63.4198 | 0.93462 | 0.20345 | 20.6372 | 19.288 | 15.4304 | 0 | 0 | 0 | 10.3532 | 0.021954 | 6.626 | 68.6006 | 54.8805
5-9 | 7.29 | 12.7249 | 0.014833 | 3.4833 | 44.3241 | 27.9242 | 0.094148 | 114.5093 | 1.6985 | 1.07 | 0.18878 | 2.4021 | 1.9217 | 1.7952 | 0.19764 | 20.2571 | 36.3659 | 29.0927 | 0 | 0 | 0 | 12.7249 | 0.024537 | 7.4829 | 95.2186 | 76.1749
10-14 | 12.94 | 14.1087 | 0.020993 | 2.9789 | 42.0289 | 26.4782 | 0.094148 | 97.93 | 2.0558 | 1.2952 | 0.16144 | 2.2778 | 1.8222 | 2.4127 | 0.19764 | 17.3242 | 41.7988 | 33.439 | 0 | 0 | 0 | 14.1087 | 0.024537 | 6.3995 | 90.2879 | 72.2303
15-19 | 18.05 | 14.3933 | 0.023865 | 2.4766 | 35.6458 | 29.0514 | 0.085759 | 74.1603 | 1.7698 | 1.4424 | 0.13422 | 1.9318 | 1.5455 | 2.6897 | 0.18961 | 13.8176 | 37.1649 | 29.7319 | 0 | 0 | 0 | 14.3933 | 0.029667 | 6.4323 | 92.5825 | 74.066
20-24 | 22.54 | 14.114 | 0.0249 | 2.1173 | 29.8833 | 24.3549 | 0.085759 | 63.4015 | 1.5787 | 1.2866 | 0.11475 | 1.6195 | 1.2956 | 2.7783 | 0.18961 | 11.813 | 32.8205 | 26.2564 | 0 | 0 | 0 | 14.114 | 0.029667 | 5.4992 | 77.6155 | 62.0924
25-29 | 27.49 | 13.4278 | 0.024912 | 1.7943 | 24.0933 | 19.636 | 0.085759 | 53.7295 | 1.3385 | 1.0909 | 0.097241 | 1.3057 | 1.0446 | 2.7593 | 0.18961 | 10.0109 | 27.6235 | 22.0988 | 0 | 0 | 0 | 13.4278 | 0.029667 | 4.6603 | 62.5772 | 50.0618
30-34 | 32.57 | 12.4677 | 0.024087 | 1.4908 | 18.5865 | 15.148 | 0.085759 | 44.6408 | 1.0752 | 0.87632 | 0.080792 | 1.0073 | 0.80583 | 2.654 | 0.18961 | 8.3175 | 22.075 | 17.66 | 0 | 0 | 0 | 12.4677 | 0.029667 | 3.8719 | 48.2744 | 38.6195
35-39 | 37.52 | 11.3998 | 0.022762 | 1.1325 | 12.9098 | 10.5215 | 0.085759 | 33.9111 | 0.77189 | 0.62909 | 0.061373 | 0.69965 | 0.55972 | 2.4987 | 0.18961 | 6.3183 | 15.7877 | 12.6302 | 0 | 0 | 0 | 11.3998 | 0.029667 | 2.9413 | 33.5304 | 26.8243
40-44 | 42.61 | 10.2604 | 0.021088 | 0.80035 | 8.2119 | 6.6927 | 0.085759 | 23.9664 | 0.5054 | 0.4119 | 0.043375 | 0.44504 | 0.35603 | 2.3081 | 0.18961 | 4.4654 | 10.3065 | 8.2452 | 0 | 0 | 0 | 10.2604 | 0.029667 | 2.0787 | 21.3286 | 17.0629
45-49 | 47.68 | 9.1115 | 0.019265 | 0.58682 | 5.3468 | 4.3577 | 0.085759 | 17.5723 | 0.33853 | 0.2759 | 0.031803 | 0.28977 | 0.23182 | 2.1037 | 0.18968 | 3.2752 | 6.8898 | 5.5119 | 0 | 0 | 0 | 9.1115 | 0.031567 | 1.6218 | 14.7766 | 11.8213
50-54 | 52.64 | 7.965 | 0.017441 | 0.47949 | 3.8191 | 3.1126 | 0.085759 | 14.3582 | 0.25043 | 0.2041 | 0.025986 | 0.20698 | 0.16558 | 1.901 | 0.18968 | 2.6761 | 5.0873 | 4.0698 | 0 | 0 | 0 | 7.965 | 0.031567 | 1.3251 | 10.5547 | 8.4438
55-59 | 57.64 | 6.8266 | 0.015636 | 0.41673 | 2.8449 | 2.3186 | 0.085759 | 12.479 | 0.19512 | 0.15902 | 0.022585 | 0.15418 | 0.12334 | 1.7016 | 0.18968 | 2.3259 | 3.9577 | 3.1662 | 0 | 0 | 0 | 6.8266 | 0.031567 | 1.1517 | 7.8622 | 6.2897
60-64 | 62.67 | 5.7118 | 0.013902 | 0.37331 | 2.1323 | 1.7378 | 0.088346 | 11.516 | 0.16009 | 0.13048 | 0.020231 | 0.11556 | 0.092447 | 1.5109 | 0.18968 | 2.0835 | 3.148 | 2.5184 | 0 | 0 | 0 | 5.7118 | 0.030492 | 0.99655 | 5.6921 | 4.5537
65-69 | 67.68 | 4.6338 | 0.012287 | 0.2943 | 1.3637 | 1.1115 | 0.088346 | 9.0788 | 0.11155 | 0.090912 | 0.01595 | 0.073908 | 0.059127 | 1.3339 | 0.18961 | 1.642 | 2.1903 | 1.7522 | 0 | 0 | 0 | 4.6338 | 0.030492 | 0.78565 | 3.6405 | 2.9124
70-74 | 72.56 | 3.6277 | 0.010837 | 0.20512 | 0.74411 | 0.60645 | 0.088346 | 6.3276 | 0.06857 | 0.055884 | 0.011116 | 0.040327 | 0.032262 | 1.1754 | 0.18961 | 1.1444 | 1.3451 | 1.0761 | 0 | 0 | 0 | 3.6277 | 0.030492 | 0.54757 | 1.9864 | 1.5891
75-79 | 77.45 | 2.7313 | 0.0095119 | 0.12267 | 0.33506 | 0.27307 | 0.088346 | 3.7842 | 0.035995 | 0.029336 | 0.0066482 | 0.018159 | 0.014527 | 1.0308 | 0.18961 | 0.68443 | 0.70554 | 0.56443 | 0 | 0 | 0 | 2.7313 | 0.030492 | 0.32747 | 0.89444 | 0.71556
80-84 | 82.43 | 1.9702 | 0.0082951 | 0.059056 | 0.11635 | 0.094828 | 0.088346 | 1.8218 | 0.015112 | 0.012316 | 0.0032006 | 0.0063058 | 0.0050446 | 0.89831 | 0.18961 | 0.3295 | 0.29599 | 0.23679 | 0 | 0 | 0 | 1.9702 | 0.030492 | 0.15765 | 0.31061 | 0.24849
85+ | 89 | 0.96063 | 0.0068863 | 0.021131 | 0.020299 | 0.016544 | 0.088346 | 0.65185 | 0.0044888 | 0.0036584 | 0.0011452 | 0.0011001 | 0.00088008 | 0.74512 | 0.18961 | 0.1179 | 0.087847 | 0.070277 | 0 | 0 | 0 | 0.96063 | 0.030492 | 0.056409 | 0.054188 | 0.043351
Total |  |  |  |  | 372.478 | 261.681 | 2007: 19.5435; 2008: 13.833; 2010: 104.8352; 2011: 83.8681 |  |  |  | 268.5259 | 214.8207 |  | 0 | 0 |  |  |  | 649.8118 | 519.8494
|  | See "nationalburdenofdiseasemanual.pdf" page 117 | See "nationalburdenofdiseasemanual.pdf" page 118 |  |  | See "modeling instructions" in F19 | 2005: See comment in F108
DALYs by disease: | YLLs | YLDs | DALYs
Infectious diarrhea | 405.4181 | 20.8954 | 426.3135 | 40.5%
Intestinal nematodes | 2.7678 | 170.6433 | 173.4111 | 16.47%
Schistosomiasis | 66.272 | 182.1009 | 248.3729 | 23.59%
Malaria | 20.967 | 53.7052 | 74.6722 | 7.093%
Lymphatic filariasis | 0 | 129.9624 | 129.9624 | 12.35%
DALYs by project: | YLLs | YLDs | DALYs
Water Quality (supply expansion and rehab) | 253.7763 | 246.2107 | 499.987 | 47.49%
Sanitation | 109.8845 | 121.7184 | 231.6029 | 22%
Drainage | 131.7641 | 189.378 | 321.1421 | 30.51%
Water Quality DALYs: | YLLs | YLDs | DALYs
Infectious diarrhea | 207.6825 | 4.4808 | 212.1633 | 42.97%
Intestinal nematodes | 1.8479 | 113.9285 | 115.7764 | 23.45%
Schistosomiasis | 44.2459 | 121.5781 | 165.824 | 33.58%
Sanitation DALYs: | YLLs | YLDs | DALYs
Infectious diarrhea | 86.9386 | 4.4808 | 91.4194 | 39.47%
Intestinal nematodes | 0.9199 | 56.7148 | 57.6347 | 24.89%
Schistosomiasis | 22.0261 | 60.5228 | 82.5488 | 35.64%
Drainage DALYs: | YLLs | YLDs | DALYs
Infectious diarrhea | 110.797 | 5.7105 | 116.5075 | 36.28%
Malaria | 20.967 | 53.7052 | 74.6722 | 23.25%
Lymphatic filariasis | 0 | 129.9624 | 129.9624 | 40.47%
Notes for converting these results into yearly health benefits:
All health benefits are phased in over 6 years starting with the investment year. This is an approximation for actual project completion, to be updated in closeout.
Unlike water and sanitation investments, drainage beneficiaries are not infrastructure capacity constrained and will increase with population growth in Bombay, 2.4%
Cost of DALYs increases with real GDP/capita growth of 2.73%
Cost/DALY lost, trended at real GDP per capita | 2515.5722 | 2584.2474 | 2654.7973 | 2727.2733 | 2801.7279 | 2878.215 | 2956.7903 | 3037.5107 | 3120.4347 | 3205.6226 | 3293.1361 | 3383.0387 | 3475.3956 | 3570.2739 | 3667.7424 | 3767.8718 | 3870.7347 | 3976.4057 | 4084.9616 | 4196.4811 | 4311.045
Year:
Benefits in dollars, by project and disease | 0 | 1 | 2 | 3 | 4 | 5 | 6 | 7 | 8 | 9 | 10 | 11 | 12 | 13 | 14 | 15 | 16 | 17 | 18 | 19 | 20
Water Quality: | [22 empty] | 1164.8024
Infectious diarrhea | 533712.1796 | 548282.5221 | 563250.6349 | 578627.3773 | 594423.9047 | 610651.6773 | 627322.4681 | 644448.3714 | 662041.812 | 680115.5535 | 698682.7081 | 717756.746 | 737351.5052 | 757481.2012 | 778160.438 | 799404.218 | 821227.9532 | 843647.4763 | 866679.0524 | 890339.3905 | 914645.6559 | 0.38865 | 0.81705 | -97592.277
Intestinal nematodes | 291244.0007 | 299194.9619 | 307362.9843 | 315753.9938 | 324374.0778 | 333229.4902 | 342326.6552 | 351672.1729 | 361272.8232 | 371135.5713 | 381267.5724 | 391676.1771 | 402368.9368 | 413353.6088 | 424638.1623 | 436230.7841 | 448139.8845 | 460374.1034 | 472942.3164 | 485853.6416 | 499117.446 | 0.2749 | 0.57792 | 78797.8354
Schistosomiasis | 417142.3192 | 428530.3045 | 440229.1818 | 452247.4385 | 464593.7936 | 477277.2041 | 490306.8718 | 503692.2494 | 517443.0478 | 531569.243 | 546081.0834 | 560989.0969 | 576304.0993 | 592037.2012 | 608199.8168 | 624803.6718 | 641860.812 | 659383.6122 | 677384.7848 | 695877.3894 | 714874.8422 | 0.3874 | 0.81441 | 99536.6752
Sanitation DALYs:
Infectious diarrhea | 229972.1185 | 236250.3573 | 242699.9921 | 249325.7019 | 256132.2936 | 263124.7052 | 270308.0096 | 277687.4183 | 285268.2848 | 293056.109 | 301056.5407 | 309275.3843 | 317718.6023 | 326392.3201 | 335302.8305 | 344456.5978 | 353860.2629 | 363520.6481 | 373444.7617 | 383639.8037 | 394113.1704 | 0.1627 | 0.34203 | -52084.0991
Intestinal nematodes | 144984.1515 | 148942.2189 | 153008.3414 | 157185.4692 | 161476.6325 | 165884.9445 | 170413.6035 | 175065.8949 | 179845.1938 | 184754.9676 | 189798.7782 | 194980.2849 | 200303.2467 | 205771.5253 | 211389.0879 | 217160.01 | 223088.4783 | 229178.7938 | 235435.3748 | 241862.7606 | 248465.6139 | 0.13685 | 0.28769 | 39226.3438
Schistosomiasis | 207657.5829 | 213326.6349 | 219150.4521 | 225133.2594 | 231279.3974 | 237593.3249 | 244079.6227 | 250742.9964 | 257588.2802 | 264620.4403 | 271844.5783 | 279265.9353 | 286889.8953 | 294721.9894 | 302767.8998 | 311033.4634 | 319524.677 | 328247.7007 | 337208.8629 | 346414.6648 | 355871.7852 | 0.19285 | 0.40542 | 49550.3439
Drainage DALYs:
Infectious diarrhea | 300067.3181 | 308259.1558 | 324220.9873 | 341009.3312 | 358666.985 | 377238.962 | 396772.6063 | 417317.7137 | 438926.6582 | 461654.5259 | 485559.2553 | 510701.785 | 537146.2089 | 564959.9398 | 594213.8813 | 624982.6083 | 657344.5571 | 691382.2257 | 727182.3838 | 764836.2942 | 804439.945 | 0.30917 | 0.64996 | -154476.19
Malaria | 192319.6344 | 197569.9604 | 207800.2434 | 218560.2562 | 229877.4284 | 241780.6102 | 254300.1453 | 267467.949 | 281317.5889 | 295884.3709 | 311205.4291 | 327319.8201 | 344268.6234 | 362095.0452 | 380844.529 | 400564.8716 | 421306.3446 | 443121.8226 | 466066.9183 | 490200.1239 | 515582.9603 | 5.4215 | 11.3974 | 10881777.2126
Lymphatic filariasis | 334720.426 | 343858.2936 | 361663.4682 | 380390.6048 | 400087.443 | 420804.1944 | 442593.6708 | 465511.4185 | 489615.86 | 514968.4429 | 541633.7967 | 569679.8975 | 599178.241 | 630204.0253 | 662836.342 | 697158.3783 | 733257.6289 | 771226.1188 | 811160.6383 | 853162.9896 | 897340.2462 | 0.3876 | 0.81483 | -82511.5245
Benefits phasing, cumulative | 0% | 0% | 5% | 25% | 60% | 95% | 100% | 100% | 100% | 100% | 100% | 100% | 100% | 100% | 100% | 100% | 100% | 100% | 100% | 100% | 100%
Total Health Benefits: | 0 | 0 | 140969.3143 | 729558.3581 | 1812547.1735 | 2971205.8571 | 3238423.6534 | 3353606.1845 | 3473319.5489 | 3597759.2244 | 3727129.7422 | 3861645.1271 | 4001529.3588 | 4147016.8564 | 4298352.9876 | 4455794.6033 | 4619610.5984 | 4790082.5014 | 4967505.0935 | 5152187.0584 | 5344451.665
PDV of Benefits: | 22391202.1114
|  | 0 | 7764 | 38820 | 93168 | 147516 | 2005: 155280
Without Project Calculations
Water supply, Rehabilitation+Expansion
Infectious diarrhea |  | DALYs | 620.3319
Intestinal nematodes |  | DALYs | 1432.9135
Schistosomiasis |  | DALYs | 436.3804
Sanitation, Rehabilitation+Expansion
Infectious diarrhea |  | DALYs | 308.8074
Intestinal nematodes |  | DALYs | 713.3185
Schistosomiasis |  | DALYs | 217.2345
Drainage
Infectious diarrhea |  | DALYs | 393.5531
Malaria |  | DALYs | 9123.17
Lymphatic filariasis |  | DALYs | 652.2406
With Project Calculations
Water supply, Rehabilitation+Expansion
Infectious diarrhea |  | DALYs | 430.8156
Intestinal nematodes |  | DALYs | 1298.8655
Schistosomiasis |  | DALYs | 247.4769
Sanitation, Rehabilitation+Expansion
Infectious diarrhea |  | DALYs | 229.4734
Intestinal nematodes |  | DALYs | 646.5881
Schistosomiasis |  | DALYs | 123.1964
Drainage
Infectious diarrhea | 292.4476 | DALYs | 299.4154
Malaria | 7298.536 | DALYs | 7472.4297
Lymphatic filariasis | 521.7925 | DALYs | 534.2246
Net:
Water supply, Rehabilitation+Expansion |  |  | Old | New | Difference
Infectious diarrhea |  |  | 189.5163 | 212.1633 | 22.647
Intestinal nematodes |  |  | 134.048 | 115.7764 | -18.2716
Schistosomiasis |  |  | 188.9035 | 165.824 | -23.0795
Sanitation, Rehabilitation+Expansion
Infectious diarrhea |  |  | 79.334 | 91.4194 | 12.0854
Intestinal nematodes |  |  | 66.7304 | 57.6347 | -9.0958
Schistosomiasis |  |  | 94.038 | 82.5488 | -11.4892
Drainage
Infectious diarrhea |  |  | 94.1377 | 116.5075 | 22.3698
Malaria |  |  | 1650.7403 | 74.6722 | -1576.0681
Lymphatic filariasis |  |  | 118.016 | 129.9624 | 11.9464
-1568.9554
Death:
Year:
Benefits in dollars, by project and disease | 0 | 1 | 2 | 3 | 4 | 5 | 6 | 7 | 8 | 9 | 10 | 11 | 12 | 13 | 14 | 15 | 16 | 17 | 18 | 19 | 20
Water Quality: | [22 empty] | 1164.8024
Infectious diarrhea | 522440.303 | 536702.9233 | 551354.9131 | 566406.9022 | 581869.8107 | 597754.8565 | 614073.5641 | 630837.7724 | 648059.6436 | 665751.6718 | 683926.6925 | 702597.8912 | 721778.8136 | 741483.3752 | 761725.8714 | 782520.9877 | 803883.8106 | 825829.8387 | 848374.9933 | 871535.6306 | 895328.5533 | 0.38865 | 0.81705 | -78275.1744
Intestinal nematodes | 4648.5192 | 4775.4238 | 4905.7928 | 5039.721 | 5177.3053 | 5318.6458 | 5463.8448 | 5613.0078 | 5766.2429 | 5923.6613 | 6085.3773 | 6251.5081 | 6422.1742 | 6597.4996 | 6777.6113 | 6962.6401 | 7152.7202 | 7347.9895 | 7548.5896 | 7754.6661 | 7966.3685 | 0.2749 | 0.57792 | 569948.913
Schistosomiasis | 111303.8134 | 114342.4076 | 117463.9553 | 120670.7213 | 123965.0319 | 127349.2773 | 130825.9126 | 134397.46 | 138066.5107 | 141835.7264 | 145707.8417 | 149685.6658 | 153772.0845 | 157970.0624 | 162282.6451 | 166712.9613 | 171264.2252 | 175939.7385 | 180742.8934 | 185677.1744 | 190746.1612 | 0.3874 | 0.81441 | 623665.3562
Sanitation DALYs:
Infectious diarrhea | 218700.242 | 224670.7586 | 230804.2703 | 237105.2269 | 243578.1995 | 250227.8844 | 257059.1056 | 264076.8192 | 271286.1164 | 278692.2274 | 286300.5252 | 294116.5295 | 302145.9108 | 310394.4941 | 318868.2638 | 327573.3674 | 336516.1204 | 345703.0104 | 355140.7026 | 364836.0438 | 374796.0678 | 0.1627 | 0.34203 | -32766.9965
Intestinal nematodes | 2314.0789 | 2377.2533 | 2442.1523 | 2508.8231 | 2577.3139 | 2647.6746 | 2719.9561 | 2794.2109 | 2870.4929 | 2948.8573 | 3029.3612 | 3112.0627 | 3197.022 | 3284.3007 | 3373.9621 | 3466.0713 | 3560.695 | 3657.902 | 3757.7627 | 3860.3497 | 3965.7372 | 0.13685 | 0.28769 | 283726.2205
Schistosomiasis | 55408.142 | 56920.7843 | 58474.7217 | 60071.0816 | 61711.0222 | 63395.7331 | 65126.4366 | 66904.3883 | 68730.8781 | 70607.2311 | 72534.8085 | 74515.0087 | 76549.2685 | 78639.0635 | 80785.9099 | 82991.3653 | 85257.0296 | 87584.5465 | 89975.6046 | 92431.9386 | 94955.3305 | 0.19285 | 0.40542 | 310466.7986
Drainage DALYs:
Infectious diarrhea | 278717.9398 | 293150.1106 | 308329.5872 | 324295.0655 | 341087.2453 | 358748.9336 | 377325.1539 | 396863.2613 | 417413.0628 | 439026.9445 | 461760.0051 | 485670.1963 | 510818.4706 | 537268.9365 | 565089.0224 | 594349.6478 | 625125.4048 | 657494.7477 | 691540.1933 | 727348.5311 | 765011.0446 | 0.30917 | 0.64996 | -115047.2896
Malaria | 52744.0911 | 55475.2096 | 58347.747 | 61369.026 | 64546.7484 | 67889.0151 | 71404.3463 | 75101.7033 | 78990.5114 | 83080.6843 | 87382.6486 | 91907.3709 | 96666.386 | 101671.8255 | 106936.4495 | 112473.6786 | 118297.6285 | 124423.1459 | 130865.8459 | 137642.1526 | 144769.3402 | 5.4215 | 11.3974 | 11252590.8327
Lymphatic filariasis | 0 | 0 | 0 | 0 | 0 | 0 | 0 | 0 | 0 | 0 | 0 | 0 | 0 | 0 | 0 | 0 | 0 | 0 | 0 | 0 | 0 | 0.3876 | 0.81483 | 814828.7216
Benefits phasing, cumulative | 0% | 0% | 5% | 25% | 60% | 95% | 100% | 100% | 100% | 100% | 100% | 100% | 100% | 100% | 100% | 100% | 100% | 100% | 100% | 100% | 100%
Total Health Benefits: | 0 | 0 | 66606.157 | 344366.6419 | 854707.6064 | 1399665.4194 | 1523998.32 | 1576588.6232 | 1631183.4587 | 1687867.0041 | 1746727.26 | 1807856.2333 | 1871350.1302 | 1937309.5576 | 2005839.7355 | 2077050.7195 | 2151057.6343 | 2227980.9192 | 2307946.5854 | 2391086.4867 | 2477538.6033
PDV of Benefits: | 10485923.3212
Disability:
Year:
Benefits in dollars, by project and disease | 0 | 1 | 2 | 3 | 4 | 5 | 6 | 7 | 8 | 9 | 10 | 11 | 12 | 13 | 14 | 15 | 16 | 17 | 18 | 19 | 20
Water Quality: | [22 empty] | 1164.8024
Infectious diarrhea | 11271.8765 | 11579.5988 | 11895.7218 | 12220.475 | 12554.094 | 12896.8208 | 13248.904 | 13610.5991 | 13982.1684 | 14363.8816 | 14756.0156 | 15158.8548 | 15572.6915 | 15997.826 | 16434.5667 | 16883.2303 | 17344.1425 | 17817.6376 | 18304.0591 | 18803.7599 | 19317.1026 | 0.38865 | 0.81705 | 797736.2763
Intestinal nematodes | 286595.4815 | 294419.5381 | 302457.1915 | 310714.2728 | 319196.7725 | 327910.8444 | 336862.8104 | 346059.1651 | 355506.5804 | 365211.91 | 375182.1951 | 385424.6691 | 395946.7625 | 406756.1092 | 417860.5509 | 429268.144 | 440987.1643 | 453026.1139 | 465393.7268 | 478098.9755 | 491151.0776 | 0.2749 | 0.57792 | 86764.2039
Schistosomiasis | 305838.5058 | 314187.897 | 322765.2266 | 331576.7172 | 340628.7616 | 349927.9268 | 359480.9592 | 369294.7894 | 379376.5372 | 389733.5166 | 400373.2416 | 411303.4311 | 422532.0148 | 434067.1388 | 445917.1717 | 458090.7105 | 470596.5869 | 483443.8737 | 496641.8914 | 510200.2151 | 524128.681 | 0.3874 | 0.81441 | 290282.8364
Sanitation DALYs:
Infectious diarrhea | 11271.8765 | 11579.5988 | 11895.7218 | 12220.475 | 12554.094 | 12896.8208 | 13248.904 | 13610.5991 | 13982.1684 | 14363.8816 | 14756.0156 | 15158.8548 | 15572.6915 | 15997.826 | 16434.5667 | 16883.2303 | 17344.1425 | 17817.6376 | 18304.0591 | 18803.7599 | 19317.1026 | 0.1627 | 0.34203 | 322711.9687
Intestinal nematodes | 142670.0726 | 146564.9656 | 150566.1891 | 154676.6461 | 158899.3185 | 163237.2699 | 167693.6474 | 172271.684 | 176974.7009 | 181806.1103 | 186769.4171 | 191868.2222 | 197106.2246 | 202487.2246 | 208015.1258 | 213693.9387 | 219527.7833 | 225520.8917 | 231677.6121 | 238002.4109 | 244499.8767 | 0.13685 | 0.28769 | 43192.0811
Schistosomiasis | 152249.4409 | 156405.8506 | 160675.7304 | 165062.1778 | 169568.3752 | 174197.5919 | 178953.1861 | 183838.6081 | 188857.4021 | 194013.2092 | 199309.7698 | 204750.9265 | 210340.6268 | 216082.9259 | 221981.9898 | 228042.0981 | 234267.6474 | 240663.1542 | 247233.2583 | 253982.7263 | 260916.4547 | 0.19285 | 0.40542 | 144505.6745
Drainage DALYs:
Infectious diarrhea | 14365.2068 | 15109.0453 | 15891.4001 | 16714.2657 | 17579.7397 | 18490.0284 | 19447.4524 | 20454.4524 | 21513.5954 | 22627.5814 | 23799.2502 | 25031.5887 | 26327.7383 | 27691.0033 | 29124.859 | 30632.9604 | 32219.1522 | 33887.478 | 35642.1905 | 37487.7631 | 39428.9004 | 0.30917 | 0.64996 | 610534.8547
Malaria | 135099.2368 | 142094.7508 | 149452.4964 | 157191.2302 | 165330.68 | 173891.595 | 182895.799 | 192366.2457 | 202327.0775 | 212803.6866 | 223822.7805 | 235412.4492 | 247602.2374 | 260423.2197 | 273908.0796 | 288091.193 | 303008.7161 | 318698.6767 | 335201.0724 | 352557.9713 | 370813.6201 | 5.4215 | 11.3974 | 11026546.5528
Lymphatic filariasis | 326929.6914 | 343858.2936 | 361663.4682 | 380390.6048 | 400087.443 | 420804.1944 | 442593.6708 | 465511.4185 | 489615.86 | 514968.4429 | 541633.7967 | 569679.8975 | 599178.241 | 630204.0253 | 662836.342 | 697158.3783 | 733257.6289 | 771226.1188 | 811160.6383 | 853162.9896 | 897340.2462 | 0.3876 | 0.81483 | -82511.5245
Benefits phasing, cumulative | 0% | 0% | 5% | 25% | 60% | 95% | 100% | 100% | 100% | 100% | 100% | 100% | 100% | 100% | 100% | 100% | 100% | 100% | 100% | 100% | 100%
Total Health Benefits: | 0 | 0 | 74363.1573 | 385191.7162 | 957839.5671 | 1571540.4378 | 1714425.3334 | 1777017.5614 | 1842136.0902 | 1909892.2202 | 1980402.4822 | 2053788.8938 | 2130179.2286 | 2209707.2988 | 2292513.2521 | 2378743.8838 | 2468552.9641 | 2562101.5822 | 2659558.5081 | 2761100.5716 | 2866913.0617
PDV of Benefits: | 11905278.7902
| 0 | 0 | 140969.3143 | 729558.3581 | 1812547.1735 | 2971205.8571 | 3238423.6534 | 3353606.1845 | 3473319.5489 | 3597759.2244 | 3727129.7422 | 3861645.1271 | 4001529.3588 | 4147016.8564 | 4298352.9876 | 4455794.6033 | 4619610.5984 | 4790082.5014 | 4967505.0935 | 5152187.0584 | 5344451.665
| 0 | 0 | 0 | 0 | 0 | 0 | 0 | 0 | 0 | 0 | 0 | 0 | 0 | 0 | 0 | 0 | 0 | 0 | 0 | 0 | 0
Note on H158: MCC: ='bodreferencedisability weights'!O59
Note on P158: MCC: ='bodreferencedisability weights'!O159
Note on X158: MCC: ='bodreferencedisability weights'!O111
Note on H160: MCC: ='bodreferencedisability weights'!P59
Note on P160: MCC: ='bodreferencedisability weights'!P159
Note on H162: MCC: ='bodreferencedisability weights'!Q59
Note on P162: MCC: ='bodreferencedisability weights'!Q159
Note on X162: MCC: ='bodreferencedisability weights'!Q111
Note on H171: MCC : ='bodreferencedisability weights'!S59
Note on P171: MCC: ='bodreferencedisability weights'!S159
Note on P204: MCC: ='bodreferencedisability weights'!O99
Note on X204: MCC: ='bodreferencedisability weights'!O123
Note on P206: MCC: ='bodreferencedisability weights'!P99
Note on X206: MCC: ='bodreferencedisability weights'!P123
Note on P208: Osborne, Stefan R (DPE/EE-EA): ='bodreferencedisability weights'!Q99
Note on X208: MCC: ='bodreferencedisability weights'!Q123
Note on P214: MCC: ='bodreferencedisability weights'!R99
Note on X214: MCC: ='bodreferencedisability weights'!R123
Note on X217: MCC: ='bodreferencedisability weights'!S123
Note on P218: MCC: ='bodreferencedisability weights'!S99

## Health--Stunting
ERR Version: Last updated: 2/13/2014
| Health Benefits - Stunting | “Stunting is defined as having a height (or length)-for-age more than two standard deviations below the median of the NCHS/WHO growth reference (WHO, 1995).”
http://www.who.int/ceh/indicators/0_4stunting.pdf
ERR OVERVIEW
Methodology: Stunting results in lower education attained over a lifetime, and delays entry into the workforce. Use estimates of returns to education and experience to estimate lifetime earnings lost for each case of stunting with and without project. Report the difference on the benefits tab.
Zimbabwe example in Alderman, Hoddinott, & Kinsey (2006:21) and Bigsten et al. (2000: Table 5, p. 809)
| Betas | Age | Age2 | Education | Education2 | Dependent variable: Natural log of monthly earnings of full time workers at constant prices
|  | 0.15 | -0.0017 | -0.113 | 0.0149 | From Bigsten et al., table 5, for Zimbabwe
Age means years of experience in workforce in Bigsten et al
| Variables | Age | Age2 | Education | Education2
| Increments due to reduced stunting | 1 | 1 | 1.48 | 2.1904 | From Alderman et al Table 8, effect of increasing height by one standard deviation*2 for two standard deviations (note old version had only one sd effect)
(Age in Alderman et al = experience goes up because age upon entering school goes down)
Adjustment factors to variables in Alderman, Hoddinott, & Kinsey (2006)'s Zimbabwe example above to account for:
| Developed country counterfactual | 70% | MCC assumption
| Zimbabwean context (civil war, rural areas) | 80% | MCC assumption
See http://www.sacmeq.org/education-zambia.htm, Zambia WDI 2011.xlsx
| Zambian example using modified Alderman, Hoddinott, & Kinsey (2006:21) data and Bigsten, et al. (2000: Table 5, p. 809) data | [8 empty] | Completion rate |  | Net enrolment rate |  | Schooling duration
| Betas | Age | Age2 | Education | Education2 |  |  |  | Primary | 92.98% |  |  |  | 7
|  | 0.07 | -0.0007 | -0.069 | 0.0116 | From Bigsten, table 5, for Zambia |  |  | Secondary | 16.36% | Assumed 40% of enrolled students complete. | 40.9% |  | 5
| Variables | Age | Age2 | Education | Education2 |  |  |  | Tertiary | 6% | Assumed | 10% | Assumed | 4
| Assumed means | 28.7609 | 827.1903 | 8.5877 | 73.7485 |  |  |  | Assumed cohorts (up to …) |  | Fraction of population |  |  | Average years of schooling by cohort | assumed
| Increments due to reduced stunting | 0.56 |  | 0.8288 |  |  |  |  | Some primary |  | 7.02% |  |  | 4.6667
| Assumed means + increments | 29.3209 | 859.7161 | 9.4165 | 88.6704 |  |  |  | Primary |  | 52.08% |  |  | 7
|  |  |  | See http://www.sacmeq.org/education-zambia.htm, Zambia WDI 2011.xlsx |  |  |  |  | Some secondary |  | 24.54% |  |  | 9.5
| Exponents | [7 empty] | Secondary |  | 6.36% |  |  | 12
| At assumed means | 1.6972 | [6 empty] | Some tertiary |  | 4% |  |  | 14
| At assumed means + increments | 1.8295 | [6 empty] | Tertiary |  | 6% |  |  | 16 |  |  |  | Population growth rates
[9 empty] | Weighted average years of schooling, population |  |  |  |  | 8.5877 |  |  |  | 2011-2020 | 0%
| Delta(% lifetime earnings) | 14.15% | For simplicity, apply this to every year (phased in appropriately) | [5 empty] | Inflation factors based on Zambian CPI | [8 empty] | 2021-2031 | 0%
[9 empty] | (Use to bring past data up to 2011 figures) | [8 empty] | 2032- | 0% | Assumption, for conservatism
| Average age of cohort subject to stunting | 1 | These are children 0-2 years old | [5 empty] | Year | CPI | % change in CPI | Growth in GDPpc | Index for GDPpc (2005=100) | rGDP (constant ZMK) | YOY Growth in rGDP (Zambia WDI 2011.xlsx) |  | Population
| Average age of entry into labor force | 14 | [6 empty] | 2000 | 39.7696 |  | 0.9378% | 90.4572 | 2499044442112
| Average age of retirement | 55 | [6 empty] | 2001 | 48.2779 | 21.39% | 2.385% | 91.3055 | 2621311025152 | 4.893%
| Average length of working life | 41 | [6 empty] | 2002 | 59.0117 | 22.23% | 0.3882% | 93.483 | 2.6925e+12 | 2.715%
[9 empty] | 2003 | 71.6411 | 21.4% | 3.345% | 93.8459 | 2.8451e+12 | 5.668%
| From David Card paper, "Causal effect of Education on Earnings," Handbook of Labor Economics (1999) | [7 empty] | 2004 | 84.5134 | 17.97% | 3.109% | 96.9847 | 2999805000000 | 5.437%
| Ln(wage) | [7 empty] | 2005 | 100 | 18.32% | 2.815% | 100 | 3155795000000 | 5.2%
| 1.8 | At entry into labor force (Y1) | [6 empty] | 2006 | 109.0196 | 9.02% | 3.862% | 103.8616 | 3.3561e+12 | 6.348%
| 2.5 | At Y25, i.e., 25 years after entry into labor force (real wage growth levels off, approximately) | [6 empty] | 2007 | 120.6382 | 10.66% | 3.654% | 107.6568 | 3.564e+12 | 6.194%
| 2.0138 | (Wage at Y25)/(Wage at Y1) | [6 empty] | 2008 | 135.6521 | 12.45% | 3.088% | 110.9813 | 3.7654e+12 | 5.652%
| a = | 0.50341 | [6 empty] | 2009 | 153.8233 | 13.4% | 3.719% | 115.1091 | 4.003e+12 | 6.309%
| b = | 4.7185 | Scaling factor for wage evolution to reach 99.5% of full wage at year 25 | [5 empty] | 2010 | 169.3594 | 10.1% | 2.73% | 118.2519 |  | 5.5%
[9 empty] | 2011 | 182.0614 | 7.5% | 2.73% | 121.4804 |  | 6%
Wage evolution over working life (% full wage) |  | 100% | Sensitivity parameter |  | 64.89% |  |  |  | 2012 | 193.8954 | 6.5% | 2.73% | 124.7971 |  | 6.2%
|  |  | 64.89% | [5 empty] | 2013-32 | Through 2009: Zambia WDI 2011.xlsx 2010-2031 (forecast): Computed from col at right | Through 2009: Computed from Zambia WDI 2011.xlsx (col at left) 2010-2012 (forecasts): IMF.Article IV Consultation.Jan 2010.pdf, p. 23 (Tab. 1). 2013-2031: Assumed equal to 2012 forecast. | Zambia WDI 2011.xlsx |  |  | 0% | [29 empty] | RET | RET | RET | RET | RET | RET | RET | RET | RET | RET | RET | RET | RET | RET | RET | RET | RET | RET | RET | RET | RET | RET | RET | RET | RET | RET | RET | RET | RET | RET | RET | RET | RET | RET | RET
| Year in the labor force |  | 47.01% | 1 | 2 | 3 | 4 | 5 | 6 | 7 | 8 | 9 | 10 | 11 | 12 | 13 | 14 | 15 | 16 | 17 | 18 | 19 | 20 | 21 | 22 | 23 | 24 | 25 | 26 | 27 | 28 | 29 | 30 | 31 | 32 | 33 | 34 | 35 | 36 | 37 | 38 | 39 | 40 | 41 | 42 | 43 | 44 | 45 | 46 | 47 | 48 | 49 | 50 | 51 | 52 | 53 | 54 | 55 | 56 | 57 | 58 | 59 | 60 | 61 | 62 | 63 | 64 | 65 | 66 | 67 | 68 | 69 | 70 | 71 | 72 | 73 | 74 | 75 | 76
| Average age of worker | Delta % = | -27.57% | 14 | 15 | 16 | 17 | 18 | 19 | 20 | 21 | 22 | 23 | 24 | 25 | 26 | 27 | 28 | 29 | 30 | 31 | 32 | 33 | 34 | 35 | 36 | 37 | 38 | 39 | 40 | 41 | 42 | 43 | 44 | 45 | 46 | 47 | 48 | 49 | 50 | 51 | 52 | 53 | 54 | 55 | 56 | 57 | 58 | 59 | 60 | 61 | 62 | 63 | 64 | 65 | 66 | 67 | 68 | 69 | 70 | 71 | 72 | 73 | 74 | 75 | 76 | 77 | 78 | 79 | 80 | 81 | 82 | 83 | 84 | 85 | 86 | 87 | 88 | 89
| % of full wage |  |  | 49.66% | 59.14% | 66.81% | 73.02% | 78.04% | 82.11% | 85.39% | 88.05% | 90.2% | 91.94% | 93.35% | 94.49% | 95.41% | 96.16% | 96.76% | 97.25% | 97.64% | 97.96% | 98.22% | 98.43% | 98.6% | 98.74% | 98.85% | 98.94% | 99.01% | 99.07% | 99.12% | 99.15% | 99.19% | 99.21% | 99.23% | 99.25% | 99.26% | 99.27% | 99.28% | 99.29% | 99.29% | 99.3% | 99.3% | 99.3% | 99.31% | 0% | 0% | 0% | 0% | 0% | 0% | 0% | 0% | 0% | 0% | 0% | 0% | 0% | 0% | 0% | 0% | 0% | 0% | 0% | 0% | 0% | 0% | 0% | 0% | 0% | 0% | 0% | 0% | 0% | 0% | 0% | 0% | 0% | 0% | 0%
| % of infectious diarrheal cases resulting in stunting |  | 47.01% -27.57%: 47.07%; 1 14: Prob(Stunting): Sitko, et al. (2011:24) (Lusaka Province): Overall prevalence of stunting at age 5 (% that are 2 sd below the mean) is 37.2% in Lusaka. Odds Ratio: Teshome, et al. (2009:103): "Children experiencing diarrhea were 2.289 times more likely to be stunted compared to the reference category (i.e. children without diarrhea)."
For the ERR we need the difference in probability of being stunted with and without exposure to diarrhea as an infant.
I.e. we need P(stunted¦diarrhea) and P(stunted¦no diarrhea)
We first derive the joint probability distribution and use that to calculate the conditional probabilities.
http://en.wikipedia.org/wiki/Odds_ratio
We know the overall prevalence rate of diarrhea:
0.483
We know the overall prevalence rate of stunting:
0.372
We know the Odds Ratio of Teshome et al:
2.289
We can derive the joint probability distribution thusly:
The joint probability of stunting given exposure to diarrhea is:
where:
| p11= | Joint probability of being exposed to diarrhea and being stunted
| p1dot= | Diarrhea prevalence: | 47.01% -27.57%: 0.483
| pdot1= | Stunting prevalence: | 47.01% -27.57%: 0.372
| R= | Odds Ratio: | 47.01% -27.57%: 2.289
and
Once p11 is calculated we can get the rest of the joint probabilities trivially.
| S | 1.516
| p11 | 0.22735
Joint probability:
|  | Stunted | 47.01% -27.57%: Not Stunted
| Diarrhea | 0.22735 | 47.01% -27.57%: 0.25565
| No Diarrhea | 0.14465 | 47.01% -27.57%: 0.37235
Conditional probability:
|  | Stunted | 47.01% -27.57%: Not Stunted
| Diarrhea | 0.47069
| No Diarrhea | 0.2798
Compact Implementation
| Diarrhea at age 0-2 increases probability of stunting by: | 19.09% | Units | 2012 | 2013 | 2014 | 2015 | 2016 | 2017 | 2018 | 2019 | 2020 | 2021 | 2022 | 2023 | 2024 | 2025 | 2026 | 2027 | 2028 | 2029 | 2030 | 2031 | 2032 | 2033 | 2034 | 2035 | 2036 | 2037 | 2038 | 2039 | 2040 | 2041 | 2042 | 2043 | 2044 | 2045 | 2046 | 2047 | 2048 | 2049 | 2050 | 2051 | 2052 | 2053 | 2054 | 2055 | 2056 | 2057 | 2058 | 2059 | 2060 | 2061 | 2062 | 2063 | 2064 | 2065 | 2066 | 2067 | 2068 | 2069 | 2070 | 2071 | 2072 | 2073 | 2074 | 2075 | 2076 | 2077 | 2078 | 2079 | 2080 | 2081 | 2082 | 2083 | 2084 | 2085 | 2086 | 2087
|  |  |  | 0 | 1 | 2 | 3 | 4 | 5 | 6 | 7 | 8 | 9 | 10 | 11 | 12 | 13 | 14 | 15 | 16 | 17 | 18 | 19 | 20 | 21 | 22 | 23 | 24 | 25 | 26 | 27 | 28 | 29 | 30 | 31 | 32 | 33 | 34 | 35 | 36 | 37 | 38 | 39 | 40 | 41 | 42 | 43 | 44 | 45 | 46 | 47 | 48 | 49 | 50 | 51 | 52 | 53 | 54 | 55 | 56 | 57 | 58 | 59 | 60 | 61 | 62 | 63 | 64 | 65 | 66 | 67 | 68 | 69 | 70 | 71 | 72 | 73 | 74 | 75
| Annual rate of growth of beneficiary group, water & sanitation | Growth in density rather than on the extensive margin is likely to be the overwhelming effect, since these growth rates were projected based on the historical record specifically for the Lusaka PUAs. | % | bar: 2012 0 to Compact Implementation 2087 75
| Annual rate of growth of beneficiary group, drainage |  | % | 2.383% | 2.383% | 2.383% | 2.383% | 2.383% | 2.383% | 2.383% | 2.383% | 2.383% | 2.383% | 2.383% | 2.383% | 2.383% | 2.383% | 2.383% | 2.383% | 2.383% | 2.383% | 2.383% | 2.383% | 2.383% | 2.383% | 2.383% | 2.383% | 2.383% | 2.383% | 2.383% | 2.383% | 2.383% | 2.383% | 2.383% | 2.383% | 2.383% | 2.383% | 2.383% | 2.383% | 2.383% | 2.383% | 2.383% | 2.383% | 2.383% | 2.383% | 2.383% | 2.383% | 2.383% | 2.383% | 2.383% | 2.383% | 2.383% | 2.383% | 2.383% | 2.383% | 2.383% | 2.383% | 2.383% | 2.383% | 2.383% | 2.383% | 2.383% | 2.383% | 2.383% | 2.383% | 2.383% | 2.383% | 2.383% | 2.383% | 2.383% | 2.383% | 2.383% | 2.383% | 2.383% | 2.383% | 2.383% | 2.383% | 2.383% | 2.383%
| Benefits phasing, cumulative |  | % | 0% | 0% | 5% | 25% | 60% | 95% | 100% | 100% | 100% | 100% | 100% | 100% | 100% | 100% | 100% | 100% | 100% | 100% | 100% | 100% | 100% | 100% | 100% | 100% | 100% | 100% | 100% | 100% | 100% | 100% | 100% | 100% | 100% | 100% | 100% | 100% | 100% | 100% | 100% | 100% | 100% | 100% | 100% | 100% | 100% | 100% | 100% | 100% | 100% | 100% | 100% | 100% | 100% | 100% | 100% | 100% | 100% | 100% | 100% | 100% | 100% | 100% | 100% | 100% | 100% | 100% | 100% | 100% | 100% | 100% | 100% | 100% | 100% | 100% | 100% | 100%
| Average hourly urban wage for Lusaka PUAs, 2011 | 1.0628 | 2011 US$/h | 2012 0: Assumes 24 working days per month (5.5-day weeks) and 8h/working day
| Average annual urban wage for Lusaka PUAs, 2011 | 2448.7221 | 2011 US$/y | 2012 0: World Bank (2006:67)
| Average annual urban wage for Lusaka PUAs, trended |  | 2011 US$/y | 2448.7221 | 2515.5781 | 2584.2594 | 2654.8159 | 2727.2987 | 2801.7605 | 2878.2553 | 2956.8386 | 3037.5674 | 3120.5002 | 3205.6974 | 3293.2206 | 3383.1334 | 3475.5011 | 3570.3906 | 3667.8708 | 3768.0125 | 3870.8882 | 3976.5728 | 4085.1427 | 4196.6769 | 4311.2563 | 4428.9639 | 4549.8852 | 4674.108 | 4801.7223 | 4932.8209 | 5067.4987 | 5205.8536 | 5347.9858 | 5493.9987 | 5643.998 | 5798.0927 | 5956.3945 | 6119.0184 | 6286.0822 | 6457.7073 | 6634.0182 | 6815.1428 | 7001.2126 | 7192.3625 | 7388.7312 | 7590.4613 | 7797.6991 | 8010.5949 | 8229.3034 | 8453.9831 | 8684.7971 | 8921.9129 | 9165.5025 | 9415.7427 | 9672.815 | 9936.906 | 10208.2074 | 10486.9159 | 10773.2339 | 11067.369 | 11369.5347 | 11679.9502 | 11998.8409 | 12326.438 | 12662.9793 | 13008.709 | 13363.8779 | 13728.7438 | 14103.5714 | 14488.6327 | 14884.2071 | 15290.5817 | 15708.0512 | 16136.9186 | 16577.4952 | 17030.1006 | 17495.0631 | 17972.7203 | 18463.4186
Without Project Calculations (before phasing of benefits)
Water supply, Rehabilitation+Expansion
| Cases of stunting due to infectious diarrhea, 0-2 y. of age | Take half of # children 0-4, trended by pop growth | # | 1844.0772 | 1844.0772 | 1844.0772 | 1844.0772 | 1844.0772 | 1844.0772 | 1844.0772 | 1844.0772 | 1844.0772 | 1844.0772 | 1844.0772 | 1844.0772 | 1844.0772 | 1844.0772 | 1844.0772 | 1844.0772 | 1844.0772 | 1844.0772 | 1844.0772 | 1844.0772 | 1844.0772 | 1844.0772 | 1844.0772 | 1844.0772 | 1844.0772 | 1844.0772 | 1844.0772 | 1844.0772 | 1844.0772 | 1844.0772 | 1844.0772 | 1844.0772 | 1844.0772 | 1844.0772 | 1844.0772 | 1844.0772 | 1844.0772 | 1844.0772 | 1844.0772 | 1844.0772 | 1844.0772 | 1844.0772 | 1844.0772 | 1844.0772 | 1844.0772 | 1844.0772 | 1844.0772 | 1844.0772 | 1844.0772 | 1844.0772 | 1844.0772 | 1844.0772 | 1844.0772 | 1844.0772 | 1844.0772 | 1844.0772 | 1844.0772 | 1844.0772 | 1844.0772 | 1844.0772 | 1844.0772 | 1844.0772 | 1844.0772 | 1844.0772 | 1844.0772 | 1844.0772 | 1844.0772 | 1844.0772 | 1844.0772 | 1844.0772 | 1844.0772 | 1844.0772 | 1844.0772 | 1844.0772 | 1844.0772 | 1844.0772
Sanitation, Rehabilitation+Expansion
| Cases of stunting due to infectious diarrhea, 0-2 y. of age | Take half of # children 0-4, trended by pop growth | # | 917.9999 | 917.9999 | 917.9999 | 917.9999 | 917.9999 | 917.9999 | 917.9999 | 917.9999 | 917.9999 | 917.9999 | 917.9999 | 917.9999 | 917.9999 | 917.9999 | 917.9999 | 917.9999 | 917.9999 | 917.9999 | 917.9999 | 917.9999 | 917.9999 | 917.9999 | 917.9999 | 917.9999 | 917.9999 | 917.9999 | 917.9999 | 917.9999 | 917.9999 | 917.9999 | 917.9999 | 917.9999 | 917.9999 | 917.9999 | 917.9999 | 917.9999 | 917.9999 | 917.9999 | 917.9999 | 917.9999 | 917.9999 | 917.9999 | 917.9999 | 917.9999 | 917.9999 | 917.9999 | 917.9999 | 917.9999 | 917.9999 | 917.9999 | 917.9999 | 917.9999 | 917.9999 | 917.9999 | 917.9999 | 917.9999 | 917.9999 | 917.9999 | 917.9999 | 917.9999 | 917.9999 | 917.9999 | 917.9999 | 917.9999 | 917.9999 | 917.9999 | 917.9999 | 917.9999 | 917.9999 | 917.9999 | 917.9999 | 917.9999 | 917.9999 | 917.9999 | 917.9999 | 917.9999
Drainage
| Cases of stunting due to infectious diarrhea, 0-2 y. of age | Take half of # children 0-4, trended by pop growth | # | 1169.9258 | 1197.8002 | 1226.3388 | 1255.5573 | 1285.4721 | 1316.0995 | 1347.4567 | 1379.5609 | 1412.4301 | 1446.0825 | 1480.5366 | 1515.8116 | 1551.9271 | 1588.903 | 1626.76 | 1665.5189 | 1705.2013 | 1745.8291 | 1787.425 | 1830.0119 | 1873.6134 | 1918.2538 | 1963.9578 | 2010.7508 | 2058.6586 | 2107.7078 | 2157.9257 | 2209.3401 | 2261.9795 | 2315.873 | 2371.0506 | 2427.5429 | 2485.3811 | 2544.5974 | 2605.2246 | 2667.2962 | 2730.8468 | 2795.9115 | 2862.5264 | 2930.7285 | 3000.5556 | 3072.0463 | 3145.2404 | 3220.1783 | 3296.9018 | 3375.4532 | 3455.8762 | 3538.2154 | 3622.5163 | 3708.8258 | 3797.1916 | 3887.6629 | 3980.2897 | 4075.1234 | 4172.2167 | 4271.6232 | 4373.3982 | 4477.5981 | 4584.2806 | 4693.5049 | 4805.3316 | 4919.8226 | 5037.0415 | 5157.0532 | 5279.9243 | 5405.7229 | 5534.5188 | 5666.3833 | 5801.3896 | 5939.6126 | 6081.1288 | 6226.0168 | 6374.3568 | 6526.2312 | 6681.7241 | 6840.9217
With Project Calculations (before phasing of benefits)
Water supply, Rehabilitation+Expansion
| Cases of stunting due to infectious diarrhea, 0-2 y. of age | Take half of # children 0-4, trended by pop growth | # | 1032.6832 | 1032.6832 | 1032.6832 | 1032.6832 | 1032.6832 | 1032.6832 | 1032.6832 | 1032.6832 | 1032.6832 | 1032.6832 | 1032.6832 | 1032.6832 | 1032.6832 | 1032.6832 | 1032.6832 | 1032.6832 | 1032.6832 | 1032.6832 | 1032.6832 | 1032.6832 | 1032.6832 | 1032.6832 | 1032.6832 | 1032.6832 | 1032.6832 | 1032.6832 | 1032.6832 | 1032.6832 | 1032.6832 | 1032.6832 | 1032.6832 | 1032.6832 | 1032.6832 | 1032.6832 | 1032.6832 | 1032.6832 | 1032.6832 | 1032.6832 | 1032.6832 | 1032.6832 | 1032.6832 | 1032.6832 | 1032.6832 | 1032.6832 | 1032.6832 | 1032.6832 | 1032.6832 | 1032.6832 | 1032.6832 | 1032.6832 | 1032.6832 | 1032.6832 | 1032.6832 | 1032.6832 | 1032.6832 | 1032.6832 | 1032.6832 | 1032.6832 | 1032.6832 | 1032.6832 | 1032.6832 | 1032.6832 | 1032.6832 | 1032.6832 | 1032.6832 | 1032.6832 | 1032.6832 | 1032.6832 | 1032.6832 | 1032.6832 | 1032.6832 | 1032.6832 | 1032.6832 | 1032.6832 | 1032.6832 | 1032.6832
Sanitation, Rehabilitation+Expansion
| Cases of stunting due to infectious diarrhea, 0-2 y. of age | Take half of # children 0-4, trended by pop growth | # | 578.3399 | 578.3399 | 578.3399 | 578.3399 | 578.3399 | 578.3399 | 578.3399 | 578.3399 | 578.3399 | 578.3399 | 578.3399 | 578.3399 | 578.3399 | 578.3399 | 578.3399 | 578.3399 | 578.3399 | 578.3399 | 578.3399 | 578.3399 | 578.3399 | 578.3399 | 578.3399 | 578.3399 | 578.3399 | 578.3399 | 578.3399 | 578.3399 | 578.3399 | 578.3399 | 578.3399 | 578.3399 | 578.3399 | 578.3399 | 578.3399 | 578.3399 | 578.3399 | 578.3399 | 578.3399 | 578.3399 | 578.3399 | 578.3399 | 578.3399 | 578.3399 | 578.3399 | 578.3399 | 578.3399 | 578.3399 | 578.3399 | 578.3399 | 578.3399 | 578.3399 | 578.3399 | 578.3399 | 578.3399 | 578.3399 | 578.3399 | 578.3399 | 578.3399 | 578.3399 | 578.3399 | 578.3399 | 578.3399 | 578.3399 | 578.3399 | 578.3399 | 578.3399 | 578.3399 | 578.3399 | 578.3399 | 578.3399 | 578.3399 | 578.3399 | 578.3399 | 578.3399 | 578.3399
Drainage
| Cases of stunting due to infectious diarrhea, 0-2 y. of age | Take half of # children 0-4, trended by pop growth | # | 737.0532 | 754.6141 | 772.5934 | 791.0011 | 809.8474 | 829.1427 | 848.8977 | 869.1234 | 889.831 | 911.032 | 932.7381 | 954.9613 | 977.7141 | 1001.0089 | 1024.8588 | 1049.2769 | 1074.2768 | 1099.8723 | 1126.0777 | 1152.9075 | 1180.3765 | 1208.4999 | 1237.2934 | 1266.773 | 1296.9549 | 1327.8559 | 1359.4932 | 1391.8843 | 1425.0471 | 1459 | 1493.7619 | 1529.352 | 1565.7901 | 1603.0964 | 1641.2915 | 1680.3966 | 1720.4335 | 1761.4242 | 1803.3916 | 1846.359 | 1890.35 | 1935.3892 | 1981.5014 | 2028.7124 | 2077.0481 | 2126.5355 | 2177.202 | 2229.0757 | 2282.1853 | 2336.5602 | 2392.2307 | 2449.2276 | 2507.5825 | 2567.3278 | 2628.4965 | 2691.1226 | 2755.2409 | 2820.8868 | 2888.0968 | 2956.9081 | 3027.3589 | 3099.4882 | 3173.3361 | 3248.9435 | 3326.3523 | 3405.6054 | 3486.7468 | 3569.8215 | 3654.8754 | 3741.9559 | 3831.1111 | 3922.3906 | 4015.8448 | 4111.5256 | 4209.4862 | 4309.7807
No. of cases of stunting avoided (before phasing of benefits)
| Water supply, Rehabilitation+Expansion |  | # | 811.394 | 811.394 | 811.394 | 811.394 | 811.394 | 811.394 | 811.394 | 811.394 | 811.394 | 811.394 | 811.394 | 811.394 | 811.394 | 811.394 | 811.394 | 811.394 | 811.394 | 811.394 | 811.394 | 811.394 | 811.394 | 811.394 | 811.394 | 811.394 | 811.394 | 811.394 | 811.394 | 811.394 | 811.394 | 811.394 | 811.394 | 811.394 | 811.394 | 811.394 | 811.394 | 811.394 | 811.394 | 811.394 | 811.394 | 811.394 | 811.394 | 811.394 | 811.394 | 811.394 | 811.394 | 811.394 | 811.394 | 811.394 | 811.394 | 811.394 | 811.394 | 811.394 | 811.394 | 811.394 | 811.394 | 811.394 | 811.394 | 811.394 | 811.394 | 811.394 | 811.394 | 811.394 | 811.394 | 811.394 | 811.394 | 811.394 | 811.394 | 811.394 | 811.394 | 811.394 | 811.394 | 811.394 | 811.394 | 811.394 | 811.394 | 811.394
| Sanitation, Rehabilitation+Expansion |  | # | 339.66 | 339.66 | 339.66 | 339.66 | 339.66 | 339.66 | 339.66 | 339.66 | 339.66 | 339.66 | 339.66 | 339.66 | 339.66 | 339.66 | 339.66 | 339.66 | 339.66 | 339.66 | 339.66 | 339.66 | 339.66 | 339.66 | 339.66 | 339.66 | 339.66 | 339.66 | 339.66 | 339.66 | 339.66 | 339.66 | 339.66 | 339.66 | 339.66 | 339.66 | 339.66 | 339.66 | 339.66 | 339.66 | 339.66 | 339.66 | 339.66 | 339.66 | 339.66 | 339.66 | 339.66 | 339.66 | 339.66 | 339.66 | 339.66 | 339.66 | 339.66 | 339.66 | 339.66 | 339.66 | 339.66 | 339.66 | 339.66 | 339.66 | 339.66 | 339.66 | 339.66 | 339.66 | 339.66 | 339.66 | 339.66 | 339.66 | 339.66 | 339.66 | 339.66 | 339.66 | 339.66 | 339.66 | 339.66 | 339.66 | 339.66 | 339.66
| Drainage |  | # | 432.8725 | 443.1861 | 453.7454 | 464.5562 | 475.6247 | 486.9568 | 498.559 | 510.4376 | 522.5992 | 535.0505 | 547.7985 | 560.8503 | 574.213 | 587.8941 | 601.9012 | 616.242 | 630.9245 | 645.9568 | 661.3472 | 677.1044 | 693.237 | 709.7539 | 726.6644 | 743.9778 | 761.7037 | 779.8519 | 798.4325 | 817.4558 | 836.9324 | 856.873 | 877.2887 | 898.1909 | 919.591 | 941.501 | 963.9331 | 986.8996 | 1010.4133 | 1034.4873 | 1059.1348 | 1084.3695 | 1110.2056 | 1136.6571 | 1163.7389 | 1191.466 | 1219.8537 | 1248.9177 | 1278.6742 | 1309.1397 | 1340.331 | 1372.2655 | 1404.9609 | 1438.4353 | 1472.7072 | 1507.7957 | 1543.7202 | 1580.5006 | 1618.1573 | 1656.7113 | 1696.1838 | 1736.5968 | 1777.9727 | 1820.3344 | 1863.7053 | 1908.1097 | 1953.572 | 2000.1175 | 2047.7719 | 2096.5618 | 2146.5142 | 2197.6566 | 2250.0176 | 2303.6262 | 2358.512 | 2414.7055 | 2472.2379 | 2531.141
No. of cases of stunting avoided (after phasing of benefits)
| Water supply, Rehabilitation+Expansion |  | # | 0 | 0 | 40.5697 | 202.8485 | 486.8364 | 770.8243 | 811.394 | 811.394 | 811.394 | 811.394 | 811.394 | 811.394 | 811.394 | 811.394 | 811.394 | 811.394 | 811.394 | 811.394 | 811.394 | 811.394 | 811.394 | 811.394 | 811.394 | 811.394 | 811.394 | 811.394 | 811.394 | 811.394 | 811.394 | 811.394 | 811.394 | 811.394 | 811.394 | 811.394 | 811.394 | 811.394 | 811.394 | 811.394 | 811.394 | 811.394 | 811.394 | 811.394 | 811.394 | 811.394 | 811.394 | 811.394 | 811.394 | 811.394 | 811.394 | 811.394 | 811.394 | 811.394 | 811.394 | 811.394 | 811.394 | 811.394 | 811.394 | 811.394 | 811.394 | 811.394 | 811.394 | 811.394 | 811.394 | 811.394 | 811.394 | 811.394 | 811.394 | 811.394 | 811.394 | 811.394 | 811.394 | 811.394 | 811.394 | 811.394 | 811.394 | 811.394
| Sanitation, Rehabilitation+Expansion |  | # | 0 | 0 | 16.983 | 84.915 | 203.796 | 322.677 | 339.66 | 339.66 | 339.66 | 339.66 | 339.66 | 339.66 | 339.66 | 339.66 | 339.66 | 339.66 | 339.66 | 339.66 | 339.66 | 339.66 | 339.66 | 339.66 | 339.66 | 339.66 | 339.66 | 339.66 | 339.66 | 339.66 | 339.66 | 339.66 | 339.66 | 339.66 | 339.66 | 339.66 | 339.66 | 339.66 | 339.66 | 339.66 | 339.66 | 339.66 | 339.66 | 339.66 | 339.66 | 339.66 | 339.66 | 339.66 | 339.66 | 339.66 | 339.66 | 339.66 | 339.66 | 339.66 | 339.66 | 339.66 | 339.66 | 339.66 | 339.66 | 339.66 | 339.66 | 339.66 | 339.66 | 339.66 | 339.66 | 339.66 | 339.66 | 339.66 | 339.66 | 339.66 | 339.66 | 339.66 | 339.66 | 339.66 | 339.66 | 339.66 | 339.66 | 339.66
| Drainage |  | # | 0 | 0 | 22.6873 | 116.1391 | 285.3748 | 462.609 | 498.559 | 510.4376 | 522.5992 | 535.0505 | 547.7985 | 560.8503 | 574.213 | 587.8941 | 601.9012 | 616.242 | 630.9245 | 645.9568 | 661.3472 | 677.1044 | 693.237 | 709.7539 | 726.6644 | 743.9778 | 761.7037 | 779.8519 | 798.4325 | 817.4558 | 836.9324 | 856.873 | 877.2887 | 898.1909 | 919.591 | 941.501 | 963.9331 | 986.8996 | 1010.4133 | 1034.4873 | 1059.1348 | 1084.3695 | 1110.2056 | 1136.6571 | 1163.7389 | 1191.466 | 1219.8537 | 1248.9177 | 1278.6742 | 1309.1397 | 1340.331 | 1372.2655 | 1404.9609 | 1438.4353 | 1472.7072 | 1507.7957 | 1543.7202 | 1580.5006 | 1618.1573 | 1656.7113 | 1696.1838 | 1736.5968 | 1777.9727 | 1820.3344 | 1863.7053 | 1908.1097 | 1953.572 | 2000.1175 | 2047.7719 | 2096.5618 | 2146.5142 | 2197.6566 | 2250.0176 | 2303.6262 | 2358.512 | 2414.7055 | 2472.2379 | 2531.141
| No. of cases of stunting avoided (after phasing of benefits) | Water supply, Rehabilitation+Expansion | Sanitation, Rehabilitation+Expansion | 2012 0: Drainage
|  | # | # | bar: 2012 0
| 2012 | 0 | 0 | 2012 0: 0
| 2013 | 0 | 0 | 2012 0: 0
| 2014 | 40.5697 | 16.983 | 2012 0: 22.6873
| 2015 | 202.8485 | 84.915 | 2012 0: 116.1391
| 2016 | 486.8364 | 203.796 | 2012 0: 285.3748
| 2017 | 770.8243 | 322.677 | 2012 0: 462.609
| 2018 | 811.394 | 339.66 | 2012 0: 498.559
| After 2018: | 811.394 | 339.66 | 2012 0: Drainage continues to grow thereafter by 2.4%
Cohort analysis for cases of stunting avoided
| Avoided lost wages | Year entering labor force
| Water supply, Rehabilitation+Expansion |  | Units | 2012 | 2013 | 2014 | 2015 | 2016 | 2017 | 2018 | 2019 | 2020 | 2021 | 2022 | 2023 | 2024 | 2025 | 2026 | 2027 | 2028 | 2029 | 2030 | 2031 | 2032 | 2033 | 2034 | 2035 | 2036 | 2037 | 2038 | 2039 | 2040 | 2041 | 2042 | 2043 | 2044 | 2045 | 2046 | 2047 | 2048 | 2049 | 2050 | 2051 | 2052 | 2053 | 2054 | 2055 | 2056 | 2057 | 2058 | 2059 | 2060 | 2061 | 2062 | 2063 | 2064 | 2065 | 2066 | 2067 | 2068 | 2069 | 2070 | 2071 | 2072 | 2073 | 2074 | 2075 | 2076 | 2077 | 2078 | 2079 | 2080 | 2081 | 2082 | 2083 | 2084 | 2085 | 2086 | 2087
| 2013 | 2026 |  | 0 | 0 | 0 | 0 | 0 | 0 | 0 | 0 | 0 | 0 | 0 | 0 | 0 | 0 | 0 | 0 | 0 | 0 | 0 | 0 | 0 | 0 | 0 | 0 | 0 | 0 | 0 | 0 | 0 | 0 | 0 | 0 | 0 | 0 | 0 | 0 | 0 | 0 | 0 | 0 | 0 | 0 | 0 | 0 | 0 | 0 | 0 | 0 | 0 | 0 | 0 | 0 | 0 | 0 | 0 | 0 | 0 | 0 | 0 | 0 | 0 | 0 | 0 | 0 | 0 | 0 | 0 | 0 | 0 | 0 | 0 | 0 | 0 | 0 | 0 | 0
| 2014 | 2027 |  | 0 | 0 | 0 | 0 | 0 | 0 | 0 | 0 | 0 | 0 | 0 | 0 | 0 | 0 | 0 | 10455.6114 | 12792.4142 | 14846.5611 | 16668.8488 | 18301.5783 | 19779.9922 | 21133.4688 | 22386.5153 | 23559.5927 | 24669.8018 | 25731.4535 | 26756.5425 | 27755.141 | 28735.7268 | 29705.4549 | 30670.3845 | 31635.6664 | 32605.7003 | 33584.2645 | 34574.624 | 35579.6212 | 36601.7502 | 37643.2195 | 38706.0039 | 39791.8879 | 40902.5014 | 42039.3502 | 43203.8408 | 44397.3017 | 45621.0006 | 46876.1594 | 48163.9662 | 49485.5863 | 50842.1704 | 52234.862 | 53664.8041 | 55133.1445 | 56641.0399 | 58189.6605 | 59780.1933 | 61413.8448 | 0 | 0 | 0 | 0 | 0 | 0 | 0 | 0 | 0 | 0 | 0 | 0 | 0 | 0 | 0 | 0 | 0 | 0 | 0 | 0
| 2015 | 2028 |  | 0 | 0 | 0 | 0 | 0 | 0 | 0 | 0 | 0 | 0 | 0 | 0 | 0 | 0 | 0 | 0 | 53705.373 | 65708.3888 | 76259.539 | 85619.7416 | 94006.2765 | 101600.167 | 108552.3158 | 114988.604 | 121014.13 | 126716.7326 | 132169.9194 | 137435.301 | 142564.6143 | 147601.4049 | 152582.4252 | 157538.7974 | 162496.9797 | 167479.5705 | 172505.9769 | 177592.9706 | 182755.1506 | 188005.3284 | 193354.848 | 198813.8531 | 204391.5091 | 210096.1887 | 215935.6261 | 221917.0463 | 228047.2724 | 234332.8164 | 240779.9543 | 247394.7898 | 254183.3073 | 261151.4174 | 268304.9946 | 275649.9096 | 283192.0573 | 290937.3801 | 298891.8887 | 307061.6793 | 315452.9497 | 0 | 0 | 0 | 0 | 0 | 0 | 0 | 0 | 0 | 0 | 0 | 0 | 0 | 0 | 0 | 0 | 0 | 0 | 0
| 2016 | 2029 |  | 0 | 0 | 0 | 0 | 0 | 0 | 0 | 0 | 0 | 0 | 0 | 0 | 0 | 0 | 0 | 0 | 0 | 132411.9803 | 162005.7248 | 188019.8573 | 211097.6778 | 231774.8955 | 250497.8283 | 267638.5302 | 283507.3645 | 298363.454 | 312423.3676 | 325868.3401 | 338850.2739 | 351496.728 | 363915.0649 | 376195.8988 | 388415.9621 | 400640.4882 | 412925.1941 | 425317.9285 | 437860.0424 | 450587.5303 | 463531.9788 | 476721.3572 | 490180.6748 | 503932.5294 | 517997.5639 | 532394.8472 | 547142.1926 | 562256.4229 | 577753.5936 | 593649.1782 | 609958.2254 | 626695.4902 | 643875.5451 | 661512.8738 | 679621.9509 | 698217.3103 | 717313.6032 | 736925.6489 | 757068.478 | 777757.3713 | 0 | 0 | 0 | 0 | 0 | 0 | 0 | 0 | 0 | 0 | 0 | 0 | 0 | 0 | 0 | 0 | 0 | 0
| 2017 | 2030 |  | 0 | 0 | 0 | 0 | 0 | 0 | 0 | 0 | 0 | 0 | 0 | 0 | 0 | 0 | 0 | 0 | 0 | 0 | 215376.3125 | 263512.3766 | 305825.9793 | 343363.4882 | 376996.2675 | 407450.2808 | 435330.6974 | 461142.3422 | 485306.6949 | 508176.0179 | 530045.101 | 551161.0229 | 571731.266 | 591930.4625 | 611906.002 | 631782.694 | 651666.6453 | 671648.4828 | 691806.0351 | 712206.5627 | 732908.6124 | 753963.5621 | 775416.9055 | 797309.3217 | 819677.5677 | 842555.2201 | 865973.296 | 889960.7694 | 914545.0041 | 939752.115 | 965607.2709 | 992134.9494 | 1019359.1506 | 1047303.5772 | 1075991.7881 | 1105447.3271 | 1135693.8345 | 1166755.1414 | 1198655.352 | 1231418.915 | 1265070.6854 | 0 | 0 | 0 | 0 | 0 | 0 | 0 | 0 | 0 | 0 | 0 | 0 | 0 | 0 | 0 | 0 | 0
| 2018 | 2031 |  | 0 | 0 | 0 | 0 | 0 | 0 | 0 | 0 | 0 | 0 | 0 | 0 | 0 | 0 | 0 | 0 | 0 | 0 | 0 | 232901.6864 | 284954.6275 | 330711.328 | 371303.2995 | 407672.8097 | 440604.8949 | 470753.9673 | 498665.9301 | 524796.5589 | 549526.7803 | 573175.3713 | 596009.5157 | 618253.579 | 640096.4032 | 661697.3711 | 683191.4484 | 704693.3755 | 726301.154 | 748098.9455 | 770159.4832 | 792546.0782 | 815314.2891 | 838513.3112 | 862187.1341 | 886375.5053 | 911114.7339 | 936438.3608 | 962377.7176 | 988962.3947 | 1016220.6319 | 1044179.6463 | 1072865.9071 | 1102305.3672 | 1132523.6582 | 1163546.2559 | 1195398.6199 | 1228106.3141 | 1261695.1089 | 1296191.0699 | 1331620.6349 | 1368010.6817 | 0 | 0 | 0 | 0 | 0 | 0 | 0 | 0 | 0 | 0 | 0 | 0 | 0 | 0 | 0 | 0
| 2019 | 2032 |  | 0 | 0 | 0 | 0 | 0 | 0 | 0 | 0 | 0 | 0 | 0 | 0 | 0 | 0 | 0 | 0 | 0 | 0 | 0 | 0 | 239260.4607 | 292734.5719 | 339740.54 | 381440.7696 | 418803.2546 | 452634.4647 | 483606.679 | 512280.7053 | 539124.7629 | 564530.1786 | 588824.4329 | 612282.0042 | 635133.3837 | 657572.5694 | 679763.2955 | 701844.2126 | 723933.1939 | 746130.9165 | 768523.8399 | 791186.6832 | 814184.4859 | 837574.3235 | 861406.7346 | 885726.9096 | 910575.6813 | 935990.3502 | 962005.3727 | 988652.9361 | 1015963.4386 | 1043965.8911 | 1072688.2536 | 1102157.718 | 1132400.946 | 1163444.2688 | 1195313.8577 | 1228035.8677 | 1261636.5603 | 1296142.4097 | 1331580.1931 | 1367977.0702 | 1405360.6524 | 0 | 0 | 0 | 0 | 0 | 0 | 0 | 0 | 0 | 0 | 0 | 0 | 0 | 0 | 0
| 2020 | 2033 |  | 0 | 0 | 0 | 0 | 0 | 0 | 0 | 0 | 0 | 0 | 0 | 0 | 0 | 0 | 0 | 0 | 0 | 0 | 0 | 0 | 0 | 245792.8448 | 300726.9274 | 349016.2711 | 391855.0169 | 430237.5874 | 464992.4706 | 496810.3006 | 526267.1965 | 553844.1612 | 579943.2057 | 604900.7513 | 628998.7705 | 652474.0475 | 675525.8767 | 698322.4629 | 721006.2419 | 743698.3053 | 766502.079 | 789506.3829 | 812787.9761 | 836413.674 | 860442.1103 | 884925.2032 | 909909.3773 | 935436.58 | 961545.1303 | 988270.4253 | 1015645.5311 | 1043701.6758 | 1072468.6623 | 1101975.2142 | 1132249.2657 | 1163318.2062 | 1195209.0862 | 1227948.7912 | 1261564.1905 | 1296082.2626 | 1331530.2044 | 1367935.5242 | 1405326.1233 | 1443730.3669 | 0 | 0 | 0 | 0 | 0 | 0 | 0 | 0 | 0 | 0 | 0 | 0 | 0 | 0
| 2021 | 2034 |  | 0 | 0 | 0 | 0 | 0 | 0 | 0 | 0 | 0 | 0 | 0 | 0 | 0 | 0 | 0 | 0 | 0 | 0 | 0 | 0 | 0 | 0 | 252503.5786 | 308937.4934 | 358545.2519 | 402553.5982 | 441984.1048 | 477687.8796 | 510374.4126 | 540635.5524 | 568965.4344 | 595777.0454 | 621415.9918 | 646171.9447 | 670288.153 | 693969.3524 | 717388.34 | 740691.4406 | 764003.0517 | 787429.4231 | 811061.7996 | 834979.0361 | 859249.7722 | 883934.2424 | 909085.7825 | 934752.0844 | 960976.241 | 987797.6172 | 1015252.5768 | 1043375.0886 | 1072197.2333 | 1101749.6275 | 1132061.779 | 1163162.3846 | 1195079.5817 | 1227841.1592 | 1261474.7367 | 1296007.9169 | 1331468.4151 | 1367884.1707 | 1405283.443 | 1443694.895 | 1483147.6666 | 0 | 0 | 0 | 0 | 0 | 0 | 0 | 0 | 0 | 0 | 0 | 0 | 0
| 2022 | 2035 |  | 0 | 0 | 0 | 0 | 0 | 0 | 0 | 0 | 0 | 0 | 0 | 0 | 0 | 0 | 0 | 0 | 0 | 0 | 0 | 0 | 0 | 0 | 0 | 259397.5316 | 317372.2275 | 368334.3967 | 413544.2763 | 454051.3303 | 490729.9038 | 524308.8575 | 555396.1989 | 584499.5546 | 612043.1868 | 638382.1379 | 663813.9877 | 688588.6263 | 712916.3792 | 736974.7613 | 760914.0924 | 784862.1664 | 808928.1338 | 833205.7309 | 857775.9653 | 882709.3507 | 908067.766 | 933906.0035 | 960273.0569 | 987213.1958 | 1014766.86 | 1042971.4058 | 1071861.7296 | 1101470.7879 | 1131830.0333 | 1162969.7791 | 1194919.5059 | 1227708.119 | 1261364.166 | 1295916.0208 | 1331392.0396 | 1367820.6944 | 1405230.6874 | 1443651.0495 | 1483111.2263 | 1523641.1531 | 0 | 0 | 0 | 0 | 0 | 0 | 0 | 0 | 0 | 0 | 0 | 0
| 2023 | 2036 |  | 0 | 0 | 0 | 0 | 0 | 0 | 0 | 0 | 0 | 0 | 0 | 0 | 0 | 0 | 0 | 0 | 0 | 0 | 0 | 0 | 0 | 0 | 0 | 0 | 266479.706 | 326037.2501 | 378390.8086 | 424835.0264 | 466448.02 | 504128.0064 | 538623.7461 | 570559.8464 | 600457.7935 | 628753.4329 | 655811.5005 | 681937.7007 | 707388.7463 | 732380.7052 | 757095.9388 | 781688.8711 | 806290.7849 | 831013.8109 | 855954.2446 | 881195.3053 | 906809.4318 | 932860.1927 | 959403.876 | 986490.8132 | 1014166.4825 | 1042472.4277 | 1071447.0252 | 1101126.1241 | 1131543.5807 | 1162731.7063 | 1194721.6418 | 1227543.6726 | 1261227.4935 | 1295802.4312 | 1331297.6345 | 1367742.2337 | 1405165.4781 | 1443596.8536 | 1483066.1836 | 1523603.7178 | 1565240.2088 | 0 | 0 | 0 | 0 | 0 | 0 | 0 | 0 | 0 | 0 | 0
| 2024 | 2037 |  | 0 | 0 | 0 | 0 | 0 | 0 | 0 | 0 | 0 | 0 | 0 | 0 | 0 | 0 | 0 | 0 | 0 | 0 | 0 | 0 | 0 | 0 | 0 | 0 | 0 | 273755.2407 | 334938.8485 | 388721.7847 | 436434.0409 | 479183.169 | 517891.9094 | 553329.4655 | 586137.4979 | 616851.7306 | 645919.9087 | 673716.7265 | 700556.2346 | 726702.1548 | 752376.454 | 777766.4727 | 803030.851 | 828304.456 | 853702.4799 | 879323.8472 | 905254.0493 | 931567.503 | 958329.5121 | 985597.9015 | 1013424.377 | 1041855.6584 | 1070934.4238 | 1100700.0973 | 1131189.5067 | 1162437.4328 | 1194477.0689 | 1227340.4064 | 1261058.5574 | 1295662.0272 | 1331180.9437 | 1367645.2511 | 1405084.8752 | 1443529.8639 | 1483010.508 | 1523557.4454 | 1565201.7514 | 1607975.0184 | 0 | 0 | 0 | 0 | 0 | 0 | 0 | 0 | 0 | 0
| 2025 | 2038 |  | 0 | 0 | 0 | 0 | 0 | 0 | 0 | 0 | 0 | 0 | 0 | 0 | 0 | 0 | 0 | 0 | 0 | 0 | 0 | 0 | 0 | 0 | 0 | 0 | 0 | 0 | 281229.415 | 344083.4819 | 399334.8212 | 448349.7364 | 492266.0182 | 532031.5999 | 568436.6862 | 602140.4566 | 633693.2614 | 663555.0705 | 692110.808 | 719683.099 | 746542.8655 | 772918.1347 | 799001.3618 | 824955.5181 | 850919.1531 | 877010.604 | 903331.496 | 929969.6548 | 957001.5288 | 984494.2049 | 1012507.0867 | 1041093.2917 | 1070300.8152 | 1100173.5006 | 1130751.8484 | 1162073.6917 | 1194174.7611 | 1227089.1561 | 1260849.7414 | 1295488.4788 | 1331036.7063 | 1367525.3743 | 1404985.2447 | 1443447.0603 | 1482941.6893 | 1523500.2497 | 1565154.2157 | 1607935.5111 | 1651876.5908 | 0 | 0 | 0 | 0 | 0 | 0 | 0 | 0 | 0
| 2026 | 2039 |  | 0 | 0 | 0 | 0 | 0 | 0 | 0 | 0 | 0 | 0 | 0 | 0 | 0 | 0 | 0 | 0 | 0 | 0 | 0 | 0 | 0 | 0 | 0 | 0 | 0 | 0 | 0 | 288907.6521 | 353477.7858 | 410237.6191 | 460590.7589 | 505706.0604 | 546557.3379 | 583956.3703 | 618580.3344 | 650994.6064 | 681671.7145 | 711007.0921 | 739332.1727 | 766925.2752 | 794020.6525 | 820816.0142 | 847478.7812 | 874151.2857 | 900955.0957 | 927994.6111 | 955360.0556 | 983129.9645 | 1011373.2565 | 1040150.9572 | 1069517.6341 | 1099522.5931 | 1130210.8743 | 1161624.0843 | 1193801.089 | 1226778.5945 | 1260591.6315 | 1295273.9617 | 1330858.4196 | 1367377.1989 | 1404862.0951 | 1443344.7097 | 1482856.625 | 1523429.5521 | 1565095.4584 | 1607886.6775 | 1651836.0048 | 1696976.7813 | 0 | 0 | 0 | 0 | 0 | 0 | 0 | 0
| 2027 | 2040 |  | 0 | 0 | 0 | 0 | 0 | 0 | 0 | 0 | 0 | 0 | 0 | 0 | 0 | 0 | 0 | 0 | 0 | 0 | 0 | 0 | 0 | 0 | 0 | 0 | 0 | 0 | 0 | 0 | 296795.5235 | 363128.5766 | 421438.0894 | 473165.9907 | 519513.0481 | 561479.6634 | 599899.779 | 635469.0603 | 668768.3196 | 700282.9863 | 730419.29 | 759517.7133 | 787864.1736 | 815699.3196 | 843226.2589 | 870616.9833 | 898017.7112 | 925553.3294 | 953331.0885 | 981443.6751 | 1009971.7691 | 1038986.1707 | 1068549.5716 | 1098718.0292 | 1129542.1954 | 1161068.3403 | 1193339.2062 | 1226394.7203 | 1260272.5908 | 1295008.8047 | 1330638.0457 | 1367194.0445 | 1404709.8741 | 1443218.1978 | 1482751.48 | 1523342.1653 | 1565022.8306 | 1607826.316 | 1651785.8379 | 1696935.0872 | 1743308.3151 | 0 | 0 | 0 | 0 | 0 | 0 | 0
| 2028 | 2041 |  | 0 | 0 | 0 | 0 | 0 | 0 | 0 | 0 | 0 | 0 | 0 | 0 | 0 | 0 | 0 | 0 | 0 | 0 | 0 | 0 | 0 | 0 | 0 | 0 | 0 | 0 | 0 | 0 | 0 | 304898.7528 | 373042.8572 | 432944.3595 | 486084.5564 | 533696.9996 | 576809.4041 | 616278.4809 | 652818.8889 | 687027.2978 | 719402.3904 | 750361.4875 | 780254.3674 | 809374.7541 | 837969.8663 | 866248.357 | 894386.9139 | 922535.7472 | 950823.1539 | 979359.3123 | 1008239.44 | 1037546.4193 | 1067352.9837 | 1097723.5362 | 1128715.6651 | 1160381.4049 | 1192768.2892 | 1225920.227 | 1259878.2359 | 1294681.0534 | 1330365.6492 | 1366967.6539 | 1404521.7192 | 1443061.8208 | 1482621.514 | 1523234.1496 | 1564933.058 | 1607751.7053 | 1651723.8284 | 1696883.5507 | 1743265.4827 | 1790904.8109 | 0 | 0 | 0 | 0 | 0 | 0
| 2029 | 2042 |  | 0 | 0 | 0 | 0 | 0 | 0 | 0 | 0 | 0 | 0 | 0 | 0 | 0 | 0 | 0 | 0 | 0 | 0 | 0 | 0 | 0 | 0 | 0 | 0 | 0 | 0 | 0 | 0 | 0 | 0 | 313223.2196 | 383227.8214 | 444764.7782 | 499355.83 | 548268.207 | 592557.6834 | 633104.3607 | 670642.4094 | 705784.7899 | 739043.8001 | 770848.1547 | 801557.1819 | 831472.6249 | 860848.4523 | 889899.0136 | 918805.8205 | 947723.1845 | 976782.9051 | 1006098.1691 | 1035766.7935 | 1065873.9236 | 1096494.2786 | 1127694.0201 | 1159532.3083 | 1192062.5987 | 1225333.7226 | 1259390.7878 | 1294275.9317 | 1330028.9496 | 1366687.8204 | 1404289.1475 | 1442868.5288 | 1482460.8676 | 1523100.6352 | 1564822.0932 | 1607659.4816 | 1651647.1807 | 1696819.8482 | 1743212.5391 | 1790860.8091 | 1839800.8051 | 0 | 0 | 0 | 0 | 0
| 2030 | 2043 |  | 0 | 0 | 0 | 0 | 0 | 0 | 0 | 0 | 0 | 0 | 0 | 0 | 0 | 0 | 0 | 0 | 0 | 0 | 0 | 0 | 0 | 0 | 0 | 0 | 0 | 0 | 0 | 0 | 0 | 0 | 0 | 321774.9643 | 393690.8595 | 456907.9228 | 512989.4411 | 563237.2432 | 608735.9286 | 650389.6273 | 688952.5547 | 725054.4064 | 759221.4674 | 791894.1571 | 823441.6144 | 854173.8207 | 884351.6785 | 914195.3898 | 943891.4218 | 973598.2992 | 1003451.4198 | 1033567.0608 | 1064045.7097 | 1094974.8367 | 1126431.2008 | 1158482.7699 | 1191190.3197 | 1224608.7651 | 1258788.2703 | 1293775.1751 | 1329612.7671 | 1366341.928 | 1404001.6739 | 1442629.6073 | 1482262.2982 | 1522935.6028 | 1564684.9335 | 1607545.4872 | 1651552.4391 | 1696741.1078 | 1743147.0974 | 1790806.42 | 1839755.6019 | 1890031.7771 | 0 | 0 | 0 | 0
| 2031 | 2044 |  | 0 | 0 | 0 | 0 | 0 | 0 | 0 | 0 | 0 | 0 | 0 | 0 | 0 | 0 | 0 | 0 | 0 | 0 | 0 | 0 | 0 | 0 | 0 | 0 | 0 | 0 | 0 | 0 | 0 | 0 | 0 | 0 | 330560.1921 | 404439.5637 | 469382.6043 | 526995.2825 | 578614.9701 | 625355.8786 | 668146.8231 | 707762.6109 | 744850.1297 | 779950.0333 | 813514.7658 | 845923.5443 | 877494.8135 | 908496.5991 | 939155.1153 | 969661.9202 | 1000179.8665 | 1030848.0489 | 1061785.919 | 1093096.7081 | 1124870.2744 | 1157185.4726 | 1190112.1265 | 1223712.6708 | 1258043.5198 | 1293156.2075 | 1329098.3386 | 1365914.3828 | 1403646.3378 | 1442334.285 | 1482016.8537 | 1522731.612 | 1564515.3953 | 1607404.5828 | 1651435.3324 | 1696643.7795 | 1743066.2071 | 1790739.1915 | 1839699.7278 | 1889985.3398 | 1941634.1751 | 0 | 0 | 0
| 2032 | 2045 |  | 0 | 0 | 0 | 0 | 0 | 0 | 0 | 0 | 0 | 0 | 0 | 0 | 0 | 0 | 0 | 0 | 0 | 0 | 0 | 0 | 0 | 0 | 0 | 0 | 0 | 0 | 0 | 0 | 0 | 0 | 0 | 0 | 0 | 339585.2777 | 415481.7332 | 482197.8745 | 541383.5169 | 594412.5457 | 642429.593 | 686388.833 | 727086.2267 | 765186.3237 | 801244.5388 | 835725.6689 | 869019.2847 | 901452.5252 | 933300.734 | 964796.3011 | 996136.0149 | 1027487.1743 | 1058992.6716 | 1090775.2198 | 1122940.8684 | 1155581.9292 | 1188779.4098 | 1222605.0403 | 1257122.96 | 1292391.1235 | 1328462.4717 | 1365385.9091 | 1403207.1195 | 1441969.2474 | 1481713.4683 | 1522479.4662 | 1564305.835 | 1607230.4157 | 1651290.5809 | 1696523.4755 | 1742966.2216 | 1790656.0928 | 1839630.6639 | 1889927.9402 | 1941586.4699 | 1994645.4423 | 0 | 0
| All cohorts |  |  | 0 | 0 | 0 | 0 | 0 | 0 | 0 | 0 | 0 | 0 | 0 | 0 | 0 | 0 | 0 | 10455.6114 | 66497.7872 | 212966.9302 | 470310.4251 | 788355.2402 | 1154925.014 | 1567110.7643 | 2022707.2724 | 2520101.883 | 3058182.3455 | 3636260.4874 | 4254009.0572 | 4911409.5197 | 5608708.9634 | 6346384.5919 | 7125114.5269 | 7945753.8676 | 8809315.1299 | 9716952.3352 | 10321091.3753 | 10884496.7617 | 11415721.7756 | 11921920.8062 | 12409086.8616 | 12882248.9989 | 13345636.4449 | 13802815.0347 | 14256800.6428 | 14710153.495 | 15165056.5907 | 15623380.9198 | 16086739.7069 | 16556533.5354 | 17033987.8946 | 17520184.4292 | 18016086.9579 | 18522563.1436 | 19040402.5525 | 19570331.713 | 20113026.682 | 20669123.5411 | 21176135.3304 | 21435031.161 | 21225242.0984 | 20508409.9379 | 19665674.4712 | 18761076.486 | 17791960.3806 | 16755555.7492 | 15648975.7797 | 14469215.1956 | 13213147.7949 | 11877523.6301 | 10458965.863 | 8953967.3242 | 7358886.7987 | 5669945.0571 | 3883220.645 | 1994645.4423 | 0 | 0
| Discounting benefits beyond 2031 back to that year | Discount rate for DALY computations = |  |  |  | 10% | [18 empty] | 1424646.1493 | 1671658.9028 | 1893389.8445 | 2088779.6909 | 2257831.6728 | 2401277.211 | 2520329.667 | 2616504.1249 | 2691486.5907 | 2747040.0923 | 2784938.2574 | 2806919.2833 | 2814654.9711 | 2717865.9377 | 2605661.9861 | 2484393.6644 | 2358688.4746 | 2231883.3468 | 2106350.6511 | 1983743.8195 | 1865182.2761 | 1751390.555 | 1642802.8432 | 1539641.439 | 1441975.5369 | 1349765.1806 | 1262894.0405 | 1181193.7759 | 1104462.0655 | 1032475.8797 | 965001.1793 | 901799.9376 | 842635.1601 | 787274.4086 | 735492.2156 | 685030.7047 | 630368.8852 | 567453.941 | 498445.0285 | 434511.6645 | 376840.5791 | 324886.0217 | 278146.3564 | 236160.7783 | 198506.231 | 164794.5237 | 134669.6405 | 107805.2368 | 83902.3128 | 62687.0546 | 43908.8343 | 27338.3588 | 12765.9575 | 0 | 0
| All cohorts, including discounted benefits after 2031 |  |  | 2012: 0; 2013: 0; 2014: 0; 2015: 0; 2016: 0; 2017: 0; 2018: 0; 2019: 0; 2020: 0; 2021: 0; 2022: 0; 2023: 0; 2024: 0; 2025: 0; 2026: 0; 2027: 10455.6114; 2028: 66497.7872; 2029: 212966.9302; 2030: 470310.4251; 2031: 788355.2402; 2032: 71635177.9554
| Sanitation, Rehabilitation+Expansion |  | Units | 2012 | 2013 | 2014 | 2015 | 2016 | 2017 | 2018 | 2019 | 2020 | 2021 | 2022 | 2023 | 2024 | 2025 | 2026 | 2027 | 2028 | 2029 | 2030 | 2031 | 2032 | 2033 | 2034 | 2035 | 2036 | 2037 | 2038 | 2039 | 2040 | 2041 | 2042 | 2043 | 2044 | 2045 | 2046 | 2047 | 2048 | 2049 | 2050 | 2051 | 2052 | 2053 | 2054 | 2055 | 2056 | 2057 | 2058 | 2059 | 2060 | 2061 | 2062 | 2063 | 2064 | 2065 | 2066 | 2067 | 2068 | 2069 | 2070 | 2071 | 2072 | 2073 | 2074 | 2075 | 2076 | 2077 | 2078 | 2079 | 2080 | 2081 | 2082 | 2083 | 2084 | 2085 | 2086 | 2087
| 2013 | 2026 |  | 0 | 0 | 0 | 0 | 0 | 0 | 0 | 0 | 0 | 0 | 0 | 0 | 0 | 0 | 0 | 0 | 0 | 0 | 0 | 0 | 0 | 0 | 0 | 0 | 0 | 0 | 0 | 0 | 0 | 0 | 0 | 0 | 0 | 0 | 0 | 0 | 0 | 0 | 0 | 0 | 0 | 0 | 0 | 0 | 0 | 0 | 0 | 0 | 0 | 0 | 0 | 0 | 0 | 0 | 0 | 0 | 0 | 0 | 0 | 0 | 0 | 0 | 0 | 0 | 0 | 0 | 0 | 0 | 0 | 0 | 0 | 0 | 0 | 0 | 0 | 0
| 2014 | 2027 |  | 0 | 0 | 0 | 0 | 0 | 0 | 0 | 0 | 0 | 0 | 0 | 0 | 0 | 0 | 0 | 4376.8536 | 5355.0694 | 6214.9618 | 6977.7949 | 7661.2765 | 8280.1596 | 8846.7423 | 9371.2837 | 9862.349 | 10327.0969 | 10771.518 | 11200.6334 | 11618.6596 | 12029.1454 | 12435.0862 | 12839.0181 | 13243.0976 | 13649.1662 | 14058.8058 | 14473.3831 | 14894.0878 | 15321.9642 | 15757.9367 | 16202.8319 | 16657.397 | 17122.3141 | 17598.2136 | 18085.6844 | 18585.2825 | 19097.5386 | 19622.9643 | 20162.0568 | 20715.304 | 21283.1876 | 21866.1862 | 22464.7784 | 23079.4446 | 23710.6691 | 24358.9416 | 25024.7591 | 25708.6267 | 0 | 0 | 0 | 0 | 0 | 0 | 0 | 0 | 0 | 0 | 0 | 0 | 0 | 0 | 0 | 0 | 0 | 0 | 0 | 0
| 2015 | 2028 |  | 0 | 0 | 0 | 0 | 0 | 0 | 0 | 0 | 0 | 0 | 0 | 0 | 0 | 0 | 0 | 0 | 22481.7611 | 27506.3781 | 31923.2255 | 35841.527 | 39352.2385 | 42531.1389 | 45441.398 | 48135.7111 | 50658.074 | 53045.2569 | 55328.0312 | 57532.1877 | 59679.3843 | 61787.8498 | 63872.9691 | 65947.7703 | 68023.3293 | 70109.106 | 72213.2245 | 74342.7056 | 76503.6607 | 78701.4527 | 80940.8305 | 83226.0404 | 85560.9191 | 87948.9715 | 90393.4352 | 92897.3347 | 95463.5264 | 98094.7361 | 100793.5911 | 103562.6464 | 106404.4073 | 109321.348 | 112315.9276 | 115390.6036 | 118547.8438 | 121790.1358 | 125119.9955 | 128539.9751 | 132052.669 | 0 | 0 | 0 | 0 | 0 | 0 | 0 | 0 | 0 | 0 | 0 | 0 | 0 | 0 | 0 | 0 | 0 | 0 | 0
| 2016 | 2029 |  | 0 | 0 | 0 | 0 | 0 | 0 | 0 | 0 | 0 | 0 | 0 | 0 | 0 | 0 | 0 | 0 | 0 | 55429.3609 | 67817.6837 | 78707.5347 | 88368.2077 | 97023.9575 | 104861.6183 | 112036.937 | 118679.8355 | 124898.786 | 130784.4469 | 136412.6857 | 141847.0904 | 147141.059 | 152339.5348 | 157480.4501 | 162595.9261 | 167713.2702 | 172855.8064 | 178043.5647 | 183293.8551 | 188621.7455 | 194040.4585 | 199561.7022 | 205195.9459 | 210952.6494 | 216840.4541 | 222867.3424 | 229040.7712 | 235367.7827 | 241855.098 | 248509.1945 | 255336.3718 | 262342.8065 | 269534.5989 | 276917.8119 | 284498.5049 | 292282.7619 | 300276.7162 | 308486.5711 | 316918.6189 | 325579.2562 | 0 | 0 | 0 | 0 | 0 | 0 | 0 | 0 | 0 | 0 | 0 | 0 | 0 | 0 | 0 | 0 | 0 | 0
| 2017 | 2030 |  | 0 | 0 | 0 | 0 | 0 | 0 | 0 | 0 | 0 | 0 | 0 | 0 | 0 | 0 | 0 | 0 | 0 | 0 | 90159.2993 | 110309.6759 | 128022.6952 | 143736.3801 | 157815.4948 | 170563.9371 | 182235.0387 | 193040.1258 | 203155.6351 | 212729.0284 | 221883.7084 | 230723.1053 | 239334.0741 | 247789.718 | 256151.7362 | 264472.3756 | 272796.0538 | 281160.7084 | 289598.9195 | 298138.8432 | 306804.9879 | 315618.8612 | 324599.5071 | 333763.9546 | 343127.5905 | 352704.4706 | 362507.5789 | 372549.0443 | 382840.3217 | 393392.3431 | 404215.6445 | 415320.4725 | 426716.8738 | 438414.7709 | 450424.0255 | 462754.4937 | 475416.0714 | 488418.7346 | 501772.5738 | 515487.8234 | 529574.8881 | 0 | 0 | 0 | 0 | 0 | 0 | 0 | 0 | 0 | 0 | 0 | 0 | 0 | 0 | 0 | 0 | 0
| 2018 | 2031 |  | 0 | 0 | 0 | 0 | 0 | 0 | 0 | 0 | 0 | 0 | 0 | 0 | 0 | 0 | 0 | 0 | 0 | 0 | 0 | 97495.6466 | 119285.6784 | 138440.0228 | 155432.345 | 170657.0906 | 184442.8858 | 197063.6759 | 208747.9831 | 219686.601 | 230038.9903 | 239938.5952 | 249497.2623 | 258808.9137 | 267952.6014 | 276995.0449 | 285992.7425 | 294993.7263 | 304039.0207 | 313163.8571 | 322398.6824 | 331769.9995 | 341301.0659 | 351012.4755 | 360922.6427 | 371048.2066 | 381404.3664 | 392005.1629 | 402863.7118 | 413992.4002 | 425403.0495 | 437107.0531 | 449115.4915 | 461439.2288 | 474088.9948 | 487075.4538 | 500409.2638 | 514101.126 | 528161.8282 | 542602.2819 | 557433.5543 | 572666.8968 | 0 | 0 | 0 | 0 | 0 | 0 | 0 | 0 | 0 | 0 | 0 | 0 | 0 | 0 | 0 | 0
| 2019 | 2032 |  | 0 | 0 | 0 | 0 | 0 | 0 | 0 | 0 | 0 | 0 | 0 | 0 | 0 | 0 | 0 | 0 | 0 | 0 | 0 | 0 | 100157.5115 | 122542.4634 | 142219.7672 | 159676.0206 | 175316.4382 | 189478.6187 | 202443.9866 | 214447.3034 | 225684.5718 | 236319.6062 | 246489.494 | 256309.1356 | 265875.0175 | 275268.3497 | 284557.6735 | 293801.0299 | 303047.7621 | 312340.0148 | 321713.981 | 331200.9392 | 340828.1157 | 350619.4031 | 360595.9574 | 370776.696 | 381178.712 | 391817.6199 | 402707.8435 | 413862.8568 | 425295.3851 | 437017.5724 | 449041.1234 | 461377.421 | 474037.6258 | 487032.7607 | 500373.7812 | 514071.6362 | 528137.3191 | 542581.9122 | 557416.6249 | 572652.8266 | 588302.0757 | 0 | 0 | 0 | 0 | 0 | 0 | 0 | 0 | 0 | 0 | 0 | 0 | 0 | 0 | 0
| 2020 | 2033 |  | 0 | 0 | 0 | 0 | 0 | 0 | 0 | 0 | 0 | 0 | 0 | 0 | 0 | 0 | 0 | 0 | 0 | 0 | 0 | 0 | 0 | 102892.0516 | 125888.1664 | 146102.7078 | 164035.5587 | 180102.9972 | 194651.8391 | 207971.1927 | 220302.2289 | 231846.3016 | 242771.6979 | 253219.248 | 263306.9893 | 273134.0427 | 282783.8355 | 292326.7801 | 301822.5023 | 311321.6924 | 320867.6459 | 330497.5439 | 340243.5187 | 350133.5403 | 360192.1533 | 370441.0914 | 380899.7886 | 391585.8046 | 402515.1801 | 413702.7329 | 425162.3049 | 436906.9685 | 448949.1997 | 461301.0225 | 473974.1305 | 486979.9893 | 500329.9225 | 514035.1849 | 528107.0241 | 542556.7338 | 557395.699 | 572635.4349 | 588287.6214 | 604364.1326 | 0 | 0 | 0 | 0 | 0 | 0 | 0 | 0 | 0 | 0 | 0 | 0 | 0 | 0
| 2021 | 2034 |  | 0 | 0 | 0 | 0 | 0 | 0 | 0 | 0 | 0 | 0 | 0 | 0 | 0 | 0 | 0 | 0 | 0 | 0 | 0 | 0 | 0 | 0 | 105701.2513 | 129325.2151 | 150091.6619 | 168514.1227 | 185020.2408 | 199966.3009 | 213649.3048 | 226317.0078 | 238176.2614 | 249399.9472 | 260132.7405 | 270495.9013 | 280591.2568 | 290504.512 | 300308.0019 | 310062.9801 | 319821.5209 | 329628.1017 | 339520.919 | 349532.9824 | 359693.0252 | 370026.2625 | 380555.0212 | 391299.2659 | 402277.0357 | 413504.8093 | 424997.8092 | 436770.2549 | 448835.576 | 461206.589 | 473895.6461 | 486914.7604 | 500275.7103 | 513990.1287 | 528069.5776 | 542525.6118 | 557369.8332 | 572613.9376 | 588269.7549 | 604349.2836 | 620864.7221 | 0 | 0 | 0 | 0 | 0 | 0 | 0 | 0 | 0 | 0 | 0 | 0 | 0
| 2022 | 2035 |  | 0 | 0 | 0 | 0 | 0 | 0 | 0 | 0 | 0 | 0 | 0 | 0 | 0 | 0 | 0 | 0 | 0 | 0 | 0 | 0 | 0 | 0 | 0 | 108587.1488 | 132856.1034 | 154189.5241 | 173114.9622 | 190071.7369 | 205425.8603 | 219482.4429 | 232496.0046 | 244679.0442 | 256209.1635 | 267234.9878 | 277881.0878 | 288252.0707 | 298435.9815 | 308507.1302 | 318528.4427 | 328553.415 | 338627.739 | 348790.654 | 359076.0706 | 369513.507 | 380128.8664 | 390945.0855 | 401982.6738 | 413260.163 | 424794.4818 | 436601.2681 | 448695.1298 | 461089.8631 | 473798.6344 | 486834.1332 | 500208.7005 | 513934.4364 | 528023.2913 | 542487.1429 | 557337.8614 | 572587.3657 | 588247.6707 | 604330.9293 | 620849.4677 | 637815.8172 | 0 | 0 | 0 | 0 | 0 | 0 | 0 | 0 | 0 | 0 | 0 | 0
| 2023 | 2036 |  | 0 | 0 | 0 | 0 | 0 | 0 | 0 | 0 | 0 | 0 | 0 | 0 | 0 | 0 | 0 | 0 | 0 | 0 | 0 | 0 | 0 | 0 | 0 | 0 | 111551.8382 | 136483.3935 | 158399.2677 | 177841.4156 | 195261.1509 | 211034.4787 | 225474.8397 | 238843.7028 | 251359.3686 | 263204.2878 | 274531.1436 | 285467.9076 | 296122.0432 | 306583.9992 | 316930.1144 | 327225.0327 | 337523.7108 | 347873.088 | 358313.4749 | 368879.7081 | 379602.1115 | 390507.2956 | 401618.8234 | 412957.7643 | 424543.1561 | 436392.3894 | 448521.5293 | 460945.5824 | 473678.7217 | 486734.4728 | 500125.872 | 513865.597 | 527966.0784 | 542439.5928 | 557298.3422 | 572554.521 | 588220.3733 | 604308.2422 | 620830.6123 | 637800.1464 | 655229.7179 | 0 | 0 | 0 | 0 | 0 | 0 | 0 | 0 | 0 | 0 | 0
| 2024 | 2037 |  | 0 | 0 | 0 | 0 | 0 | 0 | 0 | 0 | 0 | 0 | 0 | 0 | 0 | 0 | 0 | 0 | 0 | 0 | 0 | 0 | 0 | 0 | 0 | 0 | 0 | 114597.4708 | 140209.7173 | 162723.9474 | 182696.9125 | 200592.2483 | 216796.2258 | 231630.8433 | 245364.7084 | 258222.0819 | 270390.3958 | 282026.5019 | 293261.8657 | 304206.8848 | 314954.4773 | 325583.0662 | 336159.0604 | 346738.9171 | 357370.8572 | 368096.2916 | 378951.0083 | 389966.159 | 401169.0808 | 412583.98 | 424232.5012 | 436134.2019 | 448306.9477 | 460767.2421 | 473530.5017 | 486611.2862 | 500023.4907 | 513780.5071 | 527895.3596 | 542380.8179 | 557249.4939 | 572513.9228 | 588186.6318 | 604280.1994 | 620807.3057 | 637780.7761 | 655213.6192 | 673119.0598 | 0 | 0 | 0 | 0 | 0 | 0 | 0 | 0 | 0 | 0
| 2025 | 2038 |  | 0 | 0 | 0 | 0 | 0 | 0 | 0 | 0 | 0 | 0 | 0 | 0 | 0 | 0 | 0 | 0 | 0 | 0 | 0 | 0 | 0 | 0 | 0 | 0 | 0 | 0 | 117726.2565 | 144037.7787 | 167166.7012 | 187684.9762 | 206068.8976 | 222715.2824 | 237954.9206 | 252063.7531 | 265272.1637 | 277772.7018 | 289726.5014 | 301268.6176 | 312512.4619 | 323553.4894 | 334472.2644 | 345337.0086 | 356205.7207 | 367127.9382 | 378146.2027 | 389297.2792 | 400613.1699 | 412121.9584 | 423848.5116 | 435815.0653 | 448041.711 | 460546.802 | 473347.2923 | 486459.0195 | 499896.9407 | 513675.3305 | 527807.9465 | 542308.1683 | 557189.1143 | 572463.7409 | 588144.9252 | 604245.5368 | 620778.4974 | 637756.8333 | 655193.7201 | 673102.5215 | 691496.8236 | 0 | 0 | 0 | 0 | 0 | 0 | 0 | 0 | 0
| 2026 | 2039 |  | 0 | 0 | 0 | 0 | 0 | 0 | 0 | 0 | 0 | 0 | 0 | 0 | 0 | 0 | 0 | 0 | 0 | 0 | 0 | 0 | 0 | 0 | 0 | 0 | 0 | 0 | 0 | 120940.4655 | 147970.3553 | 171730.7528 | 192809.2259 | 211695.0724 | 228795.9435 | 244451.6603 | 258945.6978 | 272514.7297 | 285356.5623 | 297636.7294 | 309493.9731 | 321044.8013 | 332387.2753 | 343604.1589 | 354765.5367 | 365930.9907 | 377151.4109 | 388470.5005 | 399926.0281 | 411550.8698 | 423373.8757 | 435420.592 | 447713.8613 | 460274.3237 | 473120.8336 | 486270.808 | 499740.5168 | 513545.3255 | 527699.8984 | 542218.3686 | 557114.4812 | 572401.7127 | 588093.3732 | 604202.6915 | 620742.8883 | 637727.2384 | 655169.1235 | 673082.0792 | 691479.8338 | 710376.3445 | 0 | 0 | 0 | 0 | 0 | 0 | 0 | 0
| 2027 | 2040 |  | 0 | 0 | 0 | 0 | 0 | 0 | 0 | 0 | 0 | 0 | 0 | 0 | 0 | 0 | 0 | 0 | 0 | 0 | 0 | 0 | 0 | 0 | 0 | 0 | 0 | 0 | 0 | 0 | 124242.4301 | 152010.3007 | 176419.414 | 198073.38 | 217474.8553 | 235042.6212 | 251125.7766 | 266015.536 | 279955.035 | 293147.4805 | 305762.9255 | 317943.9004 | 329810.0939 | 341462.2446 | 352985.3761 | 364451.4862 | 375921.7839 | 387448.5485 | 399076.6763 | 410844.9673 | 422787.195 | 434932.9973 | 447308.6178 | 459937.5229 | 472840.916 | 486038.1665 | 499547.1667 | 513384.6308 | 527566.3438 | 542107.3705 | 557022.2298 | 572325.042 | 588029.6516 | 604149.732 | 620698.8733 | 637690.6571 | 655138.7206 | 673056.8111 | 691458.8333 | 710358.8908 | 729771.3215 | 0 | 0 | 0 | 0 | 0 | 0 | 0
| 2028 | 2041 |  | 0 | 0 | 0 | 0 | 0 | 0 | 0 | 0 | 0 | 0 | 0 | 0 | 0 | 0 | 0 | 0 | 0 | 0 | 0 | 0 | 0 | 0 | 0 | 0 | 0 | 0 | 0 | 0 | 0 | 127634.5462 | 156160.5463 | 181236.0869 | 203481.258 | 223412.4402 | 241459.8481 | 257982.1122 | 273278.3978 | 287598.4785 | 301151.1094 | 314110.9863 | 326624.531 | 338814.7 | 350784.9824 | 362622.723 | 374401.8854 | 386185.3497 | 398026.8226 | 409972.4262 | 422062.0197 | 434330.2989 | 446807.7107 | 459521.2153 | 472494.9197 | 485750.6064 | 499308.1734 | 513186.0018 | 527401.2618 | 541970.1696 | 556908.2012 | 572230.2719 | 587950.8875 | 604084.2706 | 620644.4678 | 637645.4404 | 655101.1406 | 673025.5781 | 691432.8754 | 710337.3169 | 729753.3913 | 749695.8278 | 0 | 0 | 0 | 0 | 0 | 0
| 2029 | 2042 |  | 0 | 0 | 0 | 0 | 0 | 0 | 0 | 0 | 0 | 0 | 0 | 0 | 0 | 0 | 0 | 0 | 0 | 0 | 0 | 0 | 0 | 0 | 0 | 0 | 0 | 0 | 0 | 0 | 0 | 0 | 131119.2753 | 160424.1035 | 186184.2665 | 209036.7841 | 229512.1353 | 248052.2808 | 265025.6423 | 280739.5531 | 295450.6064 | 309373.2566 | 322686.9692 | 335542.1636 | 348065.1535 | 360362.2533 | 372523.1925 | 384623.9543 | 396729.1355 | 408893.9089 | 421165.6561 | 433585.3245 | 446188.5571 | 459006.6322 | 472067.246 | 485395.1636 | 499012.7623 | 512940.4834 | 527197.2097 | 541800.5804 | 556767.2544 | 572113.13 | 587853.53 | 604003.356 | 620577.2192 | 637589.5495 | 655054.6893 | 672986.9721 | 691400.7896 | 710310.6502 | 729731.2284 | 749677.4081 | 770164.321 | 0 | 0 | 0 | 0 | 0
| 2030 | 2043 |  | 0 | 0 | 0 | 0 | 0 | 0 | 0 | 0 | 0 | 0 | 0 | 0 | 0 | 0 | 0 | 0 | 0 | 0 | 0 | 0 | 0 | 0 | 0 | 0 | 0 | 0 | 0 | 0 | 0 | 0 | 0 | 134699.1458 | 164804.0661 | 191267.5433 | 214743.9894 | 235778.3668 | 254824.7026 | 272261.4776 | 288404.4158 | 303517.1161 | 317819.888 | 331497.0969 | 344703.269 | 357568.1665 | 370201.0066 | 382693.9686 | 395125.1102 | 407560.7918 | 420057.6928 | 432664.4881 | 445423.2432 | 458370.5743 | 471538.6136 | 484955.8134 | 498647.6151 | 512637.0069 | 526944.9882 | 541590.9573 | 556593.035 | 571968.335 | 587733.1898 | 603903.3404 | 620494.0955 | 637520.4648 | 654997.2725 | 672939.2525 | 691361.1296 | 710277.6885 | 729703.8336 | 749654.6401 | 770145.3983 | 791191.653 | 0 | 0 | 0 | 0
| 2031 | 2044 |  | 0 | 0 | 0 | 0 | 0 | 0 | 0 | 0 | 0 | 0 | 0 | 0 | 0 | 0 | 0 | 0 | 0 | 0 | 0 | 0 | 0 | 0 | 0 | 0 | 0 | 0 | 0 | 0 | 0 | 0 | 0 | 0 | 138376.7553 | 169303.6121 | 196489.6057 | 220607.015 | 242215.6813 | 261782.0278 | 279694.8686 | 296278.5477 | 311803.8609 | 326497.1328 | 340547.7623 | 354114.4945 | 367330.6345 | 380308.3814 | 393142.4313 | 405912.9729 | 418688.1784 | 431526.2747 | 444477.2657 | 457584.3655 | 470885.1897 | 484412.748 | 498196.2695 | 512261.8903 | 526633.226 | 541331.8494 | 556377.6886 | 571789.359 | 587584.4416 | 603779.7147 | 620391.3492 | 637435.0716 | 654926.3016 | 672880.2681 | 691312.1072 | 710236.9456 | 729669.9719 | 749626.4974 | 770122.0087 | 791172.2138 | 812793.0817 | 0 | 0 | 0
| 2032 | 2045 |  | 0 | 0 | 0 | 0 | 0 | 0 | 0 | 0 | 0 | 0 | 0 | 0 | 0 | 0 | 0 | 0 | 0 | 0 | 0 | 0 | 0 | 0 | 0 | 0 | 0 | 0 | 0 | 0 | 0 | 0 | 0 | 0 | 0 | 142154.7725 | 173926.0066 | 201854.2429 | 226630.1154 | 248828.75 | 268929.3047 | 287331.2089 | 304367.6623 | 320316.8537 | 335411.2872 | 349845.5325 | 363782.669 | 377359.6414 | 390691.7119 | 403876.1621 | 416995.37 | 430119.3693 | 443307.9764 | 456612.5605 | 470077.5155 | 483741.4841 | 497638.3772 | 511798.2219 | 526247.8678 | 541011.5754 | 556111.5065 | 571568.1332 | 587400.5791 | 603626.9053 | 620264.3482 | 637329.5201 | 654838.577 | 672807.3596 | 691251.5124 | 710186.5848 | 729628.1167 | 749591.7112 | 770093.0977 | 791148.1856 | 812773.1117 | 834984.2811 | 0 | 0
| All cohorts |  |  | 0 | 0 | 0 | 0 | 0 | 0 | 0 | 0 | 0 | 0 | 0 | 0 | 0 | 0 | 0 | 4376.8536 | 27836.8305 | 89150.7008 | 196878.0034 | 330015.6607 | 483466.4909 | 656012.7566 | 846731.3247 | 1054947.1172 | 1280194.5314 | 1522185.4895 | 1780782.9999 | 2055979.3034 | 2347877.8346 | 2656678.3569 | 2982664.7408 | 3326194.9419 | 3687692.8124 | 4067641.4405 | 4320541.8264 | 4556390.5801 | 4778768.2152 | 4990669.6513 | 5194603.6387 | 5392675.4056 | 5586655.3608 | 5778036.2087 | 5968080.4334 | 6157859.7783 | 6348288.0752 | 6540148.5444 | 6734116.5026 | 6930778.252 | 7130646.7982 | 7334174.9318 | 7541766.1195 | 7753783.5762 | 7970557.8246 | 8192392.9989 | 8419572.1049 | 8652361.4149 | 8864603.0822 | 8972980.2125 | 8885159.808 | 8585084.6299 | 8232304.7058 | 7853628.3344 | 7447943.8466 | 7014091.5149 | 6550862.8825 | 6056999.902 | 5531193.9049 | 4972084.4214 | 4378257.8634 | 3748246.0847 | 3080524.8257 | 2373512.0524 | 1625566.1934 | 834984.2811 | 0 | 0
| Discounting benefits beyond 2031 back to that year | [23 empty] | 596375.2332 | 699777.9543 | 792597.3833 | 874390.0904 | 945157.4281 | 1005205.5785 | 1055042.4705 | 1095302.3377 | 1126690.9639 | 1149946.3754 | 1165811.0356 | 1175012.5763 | 1178250.8349 | 1137733.6984 | 1090763.6787 | 1039999.1968 | 987377.3847 | 934295.1245 | 881745.5207 | 830420.7213 | 780789.3317 | 733154.6512 | 687698.436 | 644513.7431 | 603629.5381 | 565029.0949 | 528663.7165 | 494462.9331 | 462342.0505 | 432207.7056 | 403961.9267 | 377505.0727 | 352737.9345 | 329563.2107 | 307886.5175 | 286762.6789 | 263880.537 | 237543.5308 | 208655.5109 | 181892.181 | 157750.3216 | 136001.4745 | 116435.6484 | 98859.9445 | 83097.2659 | 68985.1108 | 56374.4466 | 45128.6611 | 35122.5891 | 26241.6087 | 18380.8038 | 11444.1892 | 5343.9943 | 0 | 0
| All cohorts, including discounted benefits after 2031 |  |  | 0 2012: 0; 0 2013: 0; 0 2014: 0; 0 2015: 0; 0 2016: 0; 0 2017: 0; 0 2018: 0; 0 2019: 0; 0 2020: 0; 0 2021: 0; 0 2022: 0; 0 2023: 0; 0 2024: 0; 0 2025: 0; 0 2026: 0; 10455.6114 2027: 4376.8536; 66497.7872 2028: 27836.8305; 212966.9302 2029: 89150.7008; 470310.4251 2030: 196878.0034; 788355.2402 2031: 330015.6607; 71635177.9554 2032: 29987408.4384
| Drainage |  | Units | 2012 | 2013 | 2014 | 2015 | 2016 | 2017 | 2018 | 2019 | 2020 | 2021 | 2022 | 2023 | 2024 | 2025 | 2026 | 2027 | 2028 | 2029 | 2030 | 2031 | 2032 | 2033 | 2034 | 2035 | 2036 | 2037 | 2038 | 2039 | 2040 | 2041 | 2042 | 2043 | 2044 | 2045 | 2046 | 2047 | 2048 | 2049 | 2050 | 2051 | 2052 | 2053 | 2054 | 2055 | 2056 | 2057 | 2058 | 2059 | 2060 | 2061 | 2062 | 2063 | 2064 | 2065 | 2066 | 2067 | 2068 | 2069 | 2070 | 2071 | 2072 | 2073 | 2074 | 2075 | 2076 | 2077 | 2078 | 2079 | 2080 | 2081 | 2082 | 2083 | 2084 | 2085 | 2086 | 2087
| 2013 | 2026 |  | 0 | 0 | 0 | 0 | 0 | 0 | 0 | 0 | 0 | 0 | 0 | 0 | 0 | 0 | 0 | 0 | 0 | 0 | 0 | 0 | 0 | 0 | 0 | 0 | 0 | 0 | 0 | 0 | 0 | 0 | 0 | 0 | 0 | 0 | 0 | 0 | 0 | 0 | 0 | 0 | 0 | 0 | 0 | 0 | 0 | 0 | 0 | 0 | 0 | 0 | 0 | 0 | 0 | 0 | 0 | 0 | 0 | 0 | 0 | 0 | 0 | 0 | 0 | 0 | 0 | 0 | 0 | 0 | 0 | 0 | 0 | 0 | 0 | 0 | 0 | 0
| 2014 | 2027 |  | 0 | 0 | 0 | 0 | 0 | 0 | 0 | 0 | 0 | 0 | 0 | 0 | 0 | 0 | 0 | 5846.9563 | 7153.7364 | 8302.4504 | 9321.5048 | 10234.555 | 11061.3093 | 11818.1965 | 12518.9215 | 13174.9264 | 13795.7743 | 14389.468 | 14962.7153 | 15521.1486 | 16069.5089 | 16611.7974 | 17151.4025 | 17691.2047 | 18233.6642 | 18780.8939 | 19334.7199 | 19896.7315 | 20468.3235 | 21050.7309 | 21645.0581 | 22252.3029 | 22873.377 | 23509.1222 | 24160.3253 | 24827.7289 | 25512.0423 | 26213.9484 | 26934.112 | 27673.1846 | 28431.8095 | 29210.6264 | 30010.2745 | 30831.3955 | 31674.6363 | 32540.6514 | 33430.1045 | 34343.6703 | 0 | 0 | 0 | 0 | 0 | 0 | 0 | 0 | 0 | 0 | 0 | 0 | 0 | 0 | 0 | 0 | 0 | 0 | 0 | 0
| 2015 | 2028 |  | 0 | 0 | 0 | 0 | 0 | 0 | 0 | 0 | 0 | 0 | 0 | 0 | 0 | 0 | 0 | 0 | 30748.5217 | 37620.7389 | 43661.7038 | 49020.8024 | 53822.4365 | 58170.2493 | 62150.6387 | 65835.6769 | 69285.5368 | 72550.51 | 75672.6824 | 78687.3286 | 81624.0701 | 84507.8387 | 87359.6764 | 90197.4021 | 93036.1642 | 95888.9012 | 98766.7243 | 101679.2362 | 104634.7953 | 107640.7367 | 110703.5554 | 113829.059 | 117022.4951 | 120288.6574 | 123631.974 | 127056.5816 | 130566.3867 | 134165.1176 | 137856.3676 | 141643.6314 | 145530.3352 | 149519.8631 | 153615.5785 | 157820.8426 | 162139.0305 | 166573.5445 | 171127.8258 | 175805.3649 | 180609.7103 | 0 | 0 | 0 | 0 | 0 | 0 | 0 | 0 | 0 | 0 | 0 | 0 | 0 | 0 | 0 | 0 | 0 | 0 | 0
| 2016 | 2029 |  | 0 | 0 | 0 | 0 | 0 | 0 | 0 | 0 | 0 | 0 | 0 | 0 | 0 | 0 | 0 | 0 | 0 | 77617.5389 | 94964.8637 | 110213.8837 | 123741.6901 | 135862.306 | 146837.3549 | 156884.9284 | 166186.9557 | 174895.3302 | 183137.0006 | 191018.2034 | 198627.9813 | 206041.1068 | 213320.5142 | 220519.3199 | 227682.5028 | 234848.3017 | 242049.3771 | 249313.7767 | 256665.74 | 264126.3661 | 271714.1708 | 279445.5489 | 287335.1606 | 295396.2523 | 303640.9244 | 312080.3549 | 320724.9854 | 329584.6774 | 338668.8422 | 347986.5501 | 357546.6224 | 367357.7083 | 377428.3498 | 387767.0369 | 398382.2547 | 409282.5224 | 420476.4284 | 431972.6594 | 443780.0262 | 455907.4861 | 0 | 0 | 0 | 0 | 0 | 0 | 0 | 0 | 0 | 0 | 0 | 0 | 0 | 0 | 0 | 0 | 0 | 0
| 2017 | 2030 |  | 0 | 0 | 0 | 0 | 0 | 0 | 0 | 0 | 0 | 0 | 0 | 0 | 0 | 0 | 0 | 0 | 0 | 0 | 129257.7551 | 158146.5382 | 183540.9803 | 206069.0572 | 226253.7168 | 244530.645 | 261263.0331 | 276753.8512 | 291256.0494 | 304981.0376 | 318105.7334 | 330778.4207 | 343123.6198 | 355246.1358 | 367234.4243 | 379163.3898 | 391096.7119 | 403088.7802 | 415186.3035 | 427429.648 | 439853.9506 | 452490.0456 | 465365.2358 | 478503.935 | 491928.2026 | 505658.1897 | 519712.5111 | 534108.5556 | 548862.7453 | 563990.7532 | 579507.6844 | 595428.2289 | 611766.7904 | 628537.5941 | 645754.7787 | 663432.4741 | 681584.8679 | 700226.2624 | 719371.1236 | 739034.1244 | 759230.1815 | 0 | 0 | 0 | 0 | 0 | 0 | 0 | 0 | 0 | 0 | 0 | 0 | 0 | 0 | 0 | 0 | 0
| 2018 | 2031 |  | 0 | 0 | 0 | 0 | 0 | 0 | 0 | 0 | 0 | 0 | 0 | 0 | 0 | 0 | 0 | 0 | 0 | 0 | 0 | 143105.8506 | 175089.6483 | 203204.7368 | 228146.3708 | 250493.5241 | 270728.5603 | 289253.5814 | 306404.0161 | 322459.9148 | 337655.3366 | 352186.1534 | 366216.5355 | 379884.3438 | 393305.6117 | 406578.2717 | 419785.253 | 432997.0575 | 446273.9022 | 459667.4999 | 473222.5414 | 486977.9279 | 500967.7974 | 515222.3777 | 529768.6981 | 544631.1815 | 559832.1378 | 575392.176 | 591330.5481 | 607665.4355 | 624414.1902 | 641593.5357 | 659219.7359 | 677308.7375 | 695876.2898 | 714938.0463 | 734509.6506 | 754606.8103 | 775245.3601 | 796441.3158 | 818210.9222 | 840570.6942 | 0 | 0 | 0 | 0 | 0 | 0 | 0 | 0 | 0 | 0 | 0 | 0 | 0 | 0 | 0 | 0
| 2019 | 2032 |  | 0 | 0 | 0 | 0 | 0 | 0 | 0 | 0 | 0 | 0 | 0 | 0 | 0 | 0 | 0 | 0 | 0 | 0 | 0 | 0 | 150515.6904 | 184155.5687 | 213726.4209 | 239959.5011 | 263463.7618 | 284746.5426 | 304230.7658 | 322269.2283 | 339156.4811 | 355138.7026 | 370421.9067 | 385178.7643 | 399554.2744 | 413670.4786 | 427630.3801 | 441521.2021 | 455417.0972 | 469381.4001 | 483468.5014 | 497725.4057 | 512193.0288 | 526907.2759 | 541899.9404 | 557199.4509 | 572831.4948 | 588819.5374 | 605185.2547 | 621948.8955 | 639129.5827 | 656745.5668 | 674814.437 | 693353.2996 | 712378.9268 | 731907.8835 | 751956.6335 | 772541.6307 | 793679.396 | 815386.5838 | 837680.0393 | 860576.8483 | 884094.381 | 0 | 0 | 0 | 0 | 0 | 0 | 0 | 0 | 0 | 0 | 0 | 0 | 0 | 0 | 0
| 2020 | 2033 |  | 0 | 0 | 0 | 0 | 0 | 0 | 0 | 0 | 0 | 0 | 0 | 0 | 0 | 0 | 0 | 0 | 0 | 0 | 0 | 0 | 0 | 158309.2024 | 193690.911 | 224792.9045 | 252384.3004 | 277105.582 | 299490.3582 | 319983.4498 | 338955.9212 | 356717.5744 | 373527.3352 | 389601.8843 | 405122.8332 | 420242.689 | 435089.8124 | 449772.54 | 464382.6112 | 478998.0182 | 493685.375 | 508501.8885 | 523496.9973 | 538713.7356 | 554189.8679 | 569958.8335 | 586050.5333 | 602491.9847 | 619307.8679 | 636520.9814 | 654152.6222 | 672222.9037 | 690751.0211 | 709755.4746 | 729254.256 | 749265.0061 | 769805.1474 | 790891.9964 | 812542.8587 | 834775.1107 | 857606.2692 | 881054.0516 | 905136.4285 | 929871.6692 | 0 | 0 | 0 | 0 | 0 | 0 | 0 | 0 | 0 | 0 | 0 | 0 | 0 | 0
| 2021 | 2034 |  | 0 | 0 | 0 | 0 | 0 | 0 | 0 | 0 | 0 | 0 | 0 | 0 | 0 | 0 | 0 | 0 | 0 | 0 | 0 | 0 | 0 | 0 | 166506.2525 | 203719.9812 | 236432.3967 | 265452.4401 | 291453.7583 | 314997.59 | 336551.7879 | 356506.6298 | 375187.959 | 392868.1079 | 409774.9768 | 426099.5808 | 442002.3237 | 457618.2123 | 473061.1929 | 488427.7551 | 503799.9294 | 519247.779 | 534831.4728 | 550603.0094 | 566607.6511 | 582885.1179 | 599470.5806 | 616395.4883 | 633688.2572 | 651374.8455 | 669479.2323 | 688023.8172 | 707029.755 | 726517.2349 | 746505.7149 | 767014.1185 | 788060.9999 | 809664.6838 | 831843.3831 | 854615.2997 | 877998.7096 | 902012.0365 | 926673.9154 | 952003.2473 | 978019.2475 | 0 | 0 | 0 | 0 | 0 | 0 | 0 | 0 | 0 | 0 | 0 | 0 | 0
| 2022 | 2035 |  | 0 | 0 | 0 | 0 | 0 | 0 | 0 | 0 | 0 | 0 | 0 | 0 | 0 | 0 | 0 | 0 | 0 | 0 | 0 | 0 | 0 | 0 | 0 | 175127.7356 | 214268.3441 | 248674.567 | 279197.2315 | 306544.8651 | 331307.7665 | 353978.0136 | 374966.0919 | 394614.7167 | 413210.3214 | 430992.6065 | 448162.4779 | 464888.6446 | 481313.1042 | 497555.7028 | 513717.9262 | 529886.0522 | 546133.7719 | 562524.3696 | 579112.5364 | 595945.8782 | 613066.1717 | 630510.4087 | 648311.6666 | 666499.8332 | 685102.2107 | 704144.0197 | 723648.8197 | 743638.8609 | 764135.3779 | 785158.8361 | 806729.1389 | 828865.8012 | 851588.0965 | 874915.1808 | 898866.1984 | 923460.3716 | 948717.0783 | 974655.9181 | 1001296.7707 | 1028659.8464 | 0 | 0 | 0 | 0 | 0 | 0 | 0 | 0 | 0 | 0 | 0 | 0
| 2023 | 2036 |  | 0 | 0 | 0 | 0 | 0 | 0 | 0 | 0 | 0 | 0 | 0 | 0 | 0 | 0 | 0 | 0 | 0 | 0 | 0 | 0 | 0 | 0 | 0 | 0 | 184195.6281 | 225362.8877 | 261550.6213 | 293653.7109 | 322417.3703 | 348462.4634 | 372306.5472 | 394381.3617 | 415047.3674 | 434605.8289 | 453308.8583 | 471367.7639 | 488959.9903 | 506234.8877 | 523318.5075 | 540317.5903 | 557322.8814 | 574411.8874 | 591651.1696 | 609098.2507 | 626803.2016 | 644809.9622 | 663157.4397 | 681880.4243 | 701010.3511 | 720575.9362 | 740603.7059 | 761118.4398 | 782143.5401 | 803701.3407 | 825813.367 | 848500.5528 | 871783.4235 | 895682.2504 | 920217.1816 | 945408.3526 | 971275.981 | 997840.448 | 1025122.3681 | 1053142.6503 | 1081922.5515 | 0 | 0 | 0 | 0 | 0 | 0 | 0 | 0 | 0 | 0 | 0
| 2024 | 2037 |  | 0 | 0 | 0 | 0 | 0 | 0 | 0 | 0 | 0 | 0 | 0 | 0 | 0 | 0 | 0 | 0 | 0 | 0 | 0 | 0 | 0 | 0 | 0 | 0 | 0 | 193733.0446 | 237031.8929 | 275093.3815 | 308858.7284 | 339111.7337 | 366505.4088 | 391584.1091 | 414801.9295 | 436537.9948 | 457109.1687 | 476780.6173 | 495774.5902 | 514277.7199 | 532447.0895 | 550415.2775 | 568294.5514 | 586180.3549 | 604154.2081 | 622286.1184 | 640636.5873 | 659258.2782 | 678197.4061 | 697494.8927 | 717187.3297 | 737307.78 | 757886.4463 | 778951.2286 | 800528.1895 | 822641.9428 | 845315.9791 | 868572.9381 | 892434.8376 | 916923.2659 | 942059.5439 | 967864.8628 | 994360.4007 | 1021567.4222 | 1049507.3636 | 1078201.907 | 1107673.044 | 1137943.132 | 0 | 0 | 0 | 0 | 0 | 0 | 0 | 0 | 0 | 0
| 2025 | 2038 |  | 0 | 0 | 0 | 0 | 0 | 0 | 0 | 0 | 0 | 0 | 0 | 0 | 0 | 0 | 0 | 0 | 0 | 0 | 0 | 0 | 0 | 0 | 0 | 0 | 0 | 0 | 203764.2965 | 249305.1043 | 289337.3687 | 324851.0425 | 356670.5101 | 385482.5951 | 411859.8387 | 436279.8484 | 459141.3798 | 480777.703 | 501467.7143 | 521445.171 | 540906.3694 | 560016.526 | 578915.084 | 597720.124 | 616532.0319 | 635436.5484 | 654507.3061 | 673807.939 | 693393.8376 | 713313.6095 | 733610.2956 | 754322.382 | 775484.6438 | 797128.8474 | 819284.3374 | 841978.526 | 865237.3015 | 889085.3707 | 913546.5456 | 938643.9841 | 964400.3922 | 990838.1949 | 1017979.6805 | 1045847.1239 | 1074462.8905 | 1103849.5268 | 1134029.8373 | 1165026.9524 | 1196864.3873 | 0 | 0 | 0 | 0 | 0 | 0 | 0 | 0 | 0
| 2026 | 2039 |  | 0 | 0 | 0 | 0 | 0 | 0 | 0 | 0 | 0 | 0 | 0 | 0 | 0 | 0 | 0 | 0 | 0 | 0 | 0 | 0 | 0 | 0 | 0 | 0 | 0 | 0 | 0 | 214314.9539 | 262213.8071 | 304318.8915 | 341671.4184 | 375138.4577 | 405442.396 | 433185.4199 | 458869.8669 | 482915.1394 | 505671.764 | 527433.0779 | 548444.9421 | 568913.8167 | 589013.473 | 608890.5745 | 628669.3157 | 648455.2802 | 668338.6487 | 688396.8662 | 708696.8614 | 729296.893 | 750248.0855 | 771595.7083 | 793380.2404 | 815638.2572 | 838403.1703 | 861705.8436 | 885575.1086 | 910038.194 | 935121.0861 | 960848.8297 | 987245.7818 | 1014335.8241 | 1042142.5427 | 1070689.3801 | 1099999.7644 | 1130097.2192 | 1161005.4583 | 1192748.4671 | 1225350.5737 | 1258836.5107 | 0 | 0 | 0 | 0 | 0 | 0 | 0 | 0
| 2027 | 2040 |  | 0 | 0 | 0 | 0 | 0 | 0 | 0 | 0 | 0 | 0 | 0 | 0 | 0 | 0 | 0 | 0 | 0 | 0 | 0 | 0 | 0 | 0 | 0 | 0 | 0 | 0 | 0 | 0 | 225411.911 | 275790.9062 | 320076.1385 | 359362.732 | 394562.6523 | 426435.6902 | 455615.2128 | 482629.5679 | 507919.8741 | 531854.8081 | 554742.8952 | 576842.7272 | 598371.4541 | 619511.8452 | 640418.1579 | 661221.0172 | 682031.474 | 702944.3782 | 724041.1847 | 745392.288 | 767058.9632 | 789094.9819 | 811547.9576 | 834460.4652 | 857870.974 | 881814.6255 | 906323.8817 | 931429.067 | 957158.82 | 983540.4725 | 1010600.3661 | 1038364.119 | 1066856.8494 | 1096103.3647 | 1126128.3213 | 1156956.3602 | 1188612.2231 | 1221120.8517 | 1254507.4733 | 1288797.6757 | 1324017.4721 | 0 | 0 | 0 | 0 | 0 | 0 | 0
| 2028 | 2041 |  | 0 | 0 | 0 | 0 | 0 | 0 | 0 | 0 | 0 | 0 | 0 | 0 | 0 | 0 | 0 | 0 | 0 | 0 | 0 | 0 | 0 | 0 | 0 | 0 | 0 | 0 | 0 | 0 | 0 | 237083.4545 | 290071.0103 | 336649.2759 | 377970.0795 | 414992.6072 | 448515.9906 | 479206.3919 | 507619.5161 | 534219.3225 | 559393.577 | 583466.7803 | 606710.9136 | 629354.3708 | 651589.3846 | 673578.1996 | 695458.2047 | 717346.2006 | 739341.9485 | 761531.121 | 783987.7574 | 806776.3056 | 829953.3215 | 853568.8838 | 877667.7721 | 902290.4474 | 927473.8708 | 953252.1854 | 979657.2854 | 1006719.2925 | 1034466.9535 | 1062927.9742 | 1092129.299 | 1122097.347 | 1152858.2098 | 1184437.8206 | 1216862.0964 | 1250157.0598 | 1284348.9441 | 1319464.2827 | 1355529.9884 | 1392573.4213 | 0 | 0 | 0 | 0 | 0 | 0
| 2029 | 2042 |  | 0 | 0 | 0 | 0 | 0 | 0 | 0 | 0 | 0 | 0 | 0 | 0 | 0 | 0 | 0 | 0 | 0 | 0 | 0 | 0 | 0 | 0 | 0 | 0 | 0 | 0 | 0 | 0 | 0 | 0 | 249359.3358 | 305090.5202 | 354080.5494 | 397540.8919 | 436480.3992 | 471739.5809 | 504019.0924 | 533903.4123 | 561880.5229 | 588358.2685 | 613677.9518 | 638125.6369 | 661941.5436 | 685327.8583 | 708455.2264 | 731468.1505 | 754489.4791 | 777624.1389 | 800962.2387 | 824581.6514 | 848550.1617 | 872927.2541 | 897765.6005 | 923112.2986 | 949009.9049 | 975497.2941 | 1002610.3772 | 1030382.6999 | 1058845.9434 | 1088030.3432 | 1117965.0395 | 1148678.372 | 1180198.1276 | 1212551.749 | 1245766.5121 | 1279869.6758 | 1314888.6103 | 1350850.907 | 1387784.4735 | 1425717.6158 | 1464679.1108 | 0 | 0 | 0 | 0 | 0
| 2030 | 2043 |  | 0 | 0 | 0 | 0 | 0 | 0 | 0 | 0 | 0 | 0 | 0 | 0 | 0 | 0 | 0 | 0 | 0 | 0 | 0 | 0 | 0 | 0 | 0 | 0 | 0 | 0 | 0 | 0 | 0 | 0 | 0 | 262270.8466 | 320887.7212 | 372414.3922 | 418125.0562 | 459080.8019 | 496165.6595 | 530116.5632 | 561548.2553 | 590973.9853 | 618822.715 | 645453.4195 | 671166.9748 | 696216.0391 | 720813.2676 | 745138.1414 | 769342.6456 | 793555.9895 | 817888.5328 | 842435.0498 | 867277.4457 | 892487.0152 | 918126.3227 | 944250.7671 | 970909.8852 | 998148.4368 | 1026007.3095 | 1054524.2737 | 1083734.6121 | 1113671.6464 | 1144367.1775 | 1175851.8545 | 1208155.4845 | 1241307.2931 | 1275336.1441 | 1310270.7256 | 1346139.7079 | 1382971.8786 | 1420796.2575 | 1459642.1973 | 1499539.4697 | 1540518.3416 | 0 | 0 | 0 | 0
| 2031 | 2044 |  | 0 | 0 | 0 | 0 | 0 | 0 | 0 | 0 | 0 | 0 | 0 | 0 | 0 | 0 | 0 | 0 | 0 | 0 | 0 | 0 | 0 | 0 | 0 | 0 | 0 | 0 | 0 | 0 | 0 | 0 | 0 | 0 | 275850.8991 | 337502.8813 | 391697.5381 | 439775.0425 | 482851.4249 | 521856.4894 | 557565.328 | 590624.5133 | 621573.8704 | 650864.5721 | 678874.1808 | 705919.1514 | 732265.2245 | 758136.0664 | 783720.4514 | 809178.2342 | 834645.3144 | 860237.766 | 886055.2706 | 912183.9743 | 938698.8634 | 965665.7418 | 993142.8769 | 1021182.3704 | 1049831.2997 | 1079132.6696 | 1109126.2061 | 1139849.0189 | 1171336.1549 | 1203621.0617 | 1236735.9755 | 1270712.2466 | 1305580.6138 | 1341371.4357 | 1378114.8856 | 1415841.1185 | 1454580.4123 | 1494363.2897 | 1535220.6231 | 1577183.7257 | 1620284.4318 | 0 | 0 | 0
| 2032 | 2045 |  | 0 | 0 | 0 | 0 | 0 | 0 | 0 | 0 | 0 | 0 | 0 | 0 | 0 | 0 | 0 | 0 | 0 | 0 | 0 | 0 | 0 | 0 | 0 | 0 | 0 | 0 | 0 | 0 | 0 | 0 | 0 | 0 | 0 | 290134.1096 | 354978.3534 | 411979.1409 | 462546.0376 | 507852.8606 | 548877.558 | 586435.3551 | 621206.3032 | 653758.1788 | 684565.516 | 714025.4268 | 742470.7517 | 770180.9912 | 797391.3925 | 824300.5046 | 851076.4592 | 877862.1926 | 904779.7888 | 931934.0912 | 959415.7062 | 987303.5026 | 1015666.6918 | 1044566.5582 | 1074057.9012 | 1104190.2358 | 1135008.7936 | 1166555.3575 | 1198868.9586 | 1231986.4587 | 1265943.0371 | 1300772.5992 | 1336508.1186 | 1373181.9258 | 1410825.9511 | 1449471.9303 | 1489151.5798 | 1529896.7453 | 1571739.5297 | 1614712.4041 | 1658848.3031 | 1704180.7092 | 0 | 0
| All cohorts |  |  | 0 | 0 | 0 | 0 | 0 | 0 | 0 | 0 | 0 | 0 | 0 | 0 | 0 | 0 | 0 | 5846.9563 | 37902.2581 | 123540.7283 | 277205.8273 | 470721.63 | 697771.7549 | 957589.3169 | 1249830.5871 | 1574519.8232 | 1932004.2913 | 2322917.8048 | 2748151.3883 | 3208829.9168 | 3706293.7724 | 4242084.7293 | 4817935.4104 | 5435761.7776 | 6097658.2061 | 6805894.7777 | 7257759.604 | 7677027.9307 | 8070398.7335 | 8443472.1704 | 8800936.053 | 9146720.8498 | 9484128.5345 | 9815939.6993 | 10144502.603 | 10471807.2073 | 10799546.7364 | 11129168.8679 | 11461918.3083 | 11798872.2061 | 12140969.6172 | 12489036.0235 | 12843803.7442 | 13205928.9336 | 13576005.7416 | 13954578.1189 | 14342149.6645 | 14739191.8471 | 15110868.8405 | 15341663.0755 | 15295298.0945 | 14935519.6957 | 14481903.8871 | 13970813.6674 | 13398427.5606 | 12760689.2184 | 12053296.5992 | 11271690.226 | 10411040.5334 | 9466234.3036 | 8431860.1837 | 7302193.2693 | 6071178.7332 | 4732414.4714 | 3279132.7349 | 1704180.7092 | 0 | 0
| Discounting benefits beyond 2031 back to that year | [23 empty] | 870535.7427 | 1032917.8406 | 1182960.0475 | 1319584.9268 | 1442349.1967 | 1551259.8145 | 1646637.1218 | 1729013.3981 | 1799058.0306 | 1857522.6664 | 1905201.3421 | 1942901.8203 | 1971425.2893 | 1911194.94 | 1837819.4494 | 1756353.9019 | 1670495.9559 | 1582925.7086 | 1495561.9488 | 1409755.274 | 1326433.5358 | 1246211.2987 | 1169472.1377 | 1096430.4405 | 1027177.7495 | 961717.4466 | 899990.6509 | 841895.4994 | 787301.4453 | 736059.8115 | 688011.5293 | 642992.7675 | 600838.9812 | 561387.7799 | 524480.917 | 488824.2812 | 451172.9876 | 408917.7001 | 362999.1581 | 319976.6259 | 280621.9311 | 244658.9209 | 211830.5871 | 181897.9048 | 154638.708 | 129846.6113 | 107329.9797 | 86910.9524 | 68424.5186 | 51717.6474 | 36648.4685 | 23085.5044 | 10906.9502 | 0 | 0
| All cohorts, including discounted benefits after 2031 |  |  | 0 2012: 0; 0 2013: 0; 0 2014: 0; 0 2015: 0; 0 2016: 0; 0 2017: 0; 0 2018: 0; 0 2019: 0; 0 2020: 0; 0 2021: 0; 0 2022: 0; 0 2023: 0; 0 2024: 0; 0 2025: 0; 0 2026: 0; 4376.8536 2027: 5846.9563; 27836.8305 2028: 37902.2581; 89150.7008 2029: 123540.7283; 196878.0034 2030: 277205.8273; 330015.6607 2031: 470721.63; 29987408.4384 2032: 49344057.5987
Note on M43: MCC: Assumed from this point forward to equal 2000-09 average.
Note on P43: MCC: IMF.Article IV Consultation.Jan 2010.pdf, 23
Note on P44: MCC: IMF.Article IV Consultation.Jan 2010.pdf, 23
Note on P45: MCC: IMF.Article IV Consultation.Jan 2010.pdf, 23

## Drainage
Benefits of Improved Drainage | [6 empty] | ERR Version: Last updated: 2/13/2014
Switchboard - Drainage activities
| Kanyama | 0 |  | DRAINAGE ERR = | 6.572%
| Bombay | 1
ERR OVERVIEW
(US$ 000,000) |  |  |  |  | Compact Implementation
|  |  |  | 2012 | 2013 | 2014 | 2015 | 2016 | 2017 | 2018 | 2019 | 2020 | 2021 | 2022 | 2023 | 2024 | 2025 | 2026 | 2027 | 2028 | 2029 | 2030 | 2031 | 2032
|  |  |  | 0 | 1 | 2 | 3 | 4 | 5 | 6 | 7 | 8 | 9 | 10 | 11 | 12 | 13 | 14 | 15 | 16 | 17 | 18 | 19 | 20
Total Income Gain from Improved Drainage | 2011 US$ (million) |  | 40.2153 | 0 | 0 | 0.24617 | 1.2925 | 3.2575 | 5.4166 | 5.9883 | 6.2897 | 6.6066 | 6.9398 | 7.2903 | 7.6588 | 8.0463 | 8.4539 | 8.8825 | 9.3332 | 9.8072 | 10.3058 | 10.8301 | 11.3815 | 11.9614
Expected health benefits | 2011 US$ (million) | 18.37% | 7.3871 | 0 | 0 | 0.044684 | 0.23499 | 0.59318 | 0.98783 | 1.0937 | 1.1503 | 1.2099 | 1.2725 | 1.3384 | 1.4077 | 1.4806 | 1.5573 | 1.6379 | 1.7227 | 1.8119 | 1.9057 | 2.0044 | 2.1082 | 2.2174
Expected savings in travel time (Bombay only) | 2011 US$ (million) | 68.13% | 27.4 | 0 | 0 | 0.16616 | 0.87352 | 2.2043 | 3.6696 | 4.0615 | 4.2706 | 4.4904 | 4.7217 | 4.9649 | 5.2206 | 5.4897 | 5.7726 | 6.0703 | 6.3833 | 6.7125 | 7.0588 | 7.4231 | 7.8062 | 8.2091
Expected avoided property damage | 2011 US$ (million) | 3.341% | 1.3436 | 0 | 0 | 0.011025 | 0.055951 | 0.1363 | 0.21904 | 0.23402 | 0.23753 | 0.24109 | 0.2447 | 0.24837 | 0.25209 | 0.25587 | 0.2597 | 0.26359 | 0.26754 | 0.27155 | 0.27562 | 0.27975 | 0.28395 | 0.2882
Expected avoided loss in value added | 2011 US$ (million) | 10.16% | 4.0845 | 0 | 0 | 0.024296 | 0.12801 | 0.32373 | 0.54012 | 0.59911 | 0.6313 | 0.66523 | 0.70099 | 0.73866 | 0.77836 | 0.82019 | 0.86427 | 0.91072 | 0.95966 | 1.0112 | 1.0656 | 1.1229 | 1.1832 | 1.2468
|  | 100% | 40.2153
Benefits phasing, cumulative | % |  |  | 0% | 0% | 5% | 25% | 60% | 95% | 100% | 100% | 100% | 100% | 100% | 100% | 100% | 100% | 100% | 100% | 100% | 100% | 100% | 100% | 100%
| DRAINAGE COST |  |  |  | 5.2503 | 17.0828 | 20.6374 | 18.8202 | 10.2062 | 0.62928 | 0.62928 | 0.62928 | 0.62928 | 0.62928 | 0.62928 | 0.62928 | 0.62928 | 0.62928 | 0.62928 | 0.62928 | 0.62928 | 0.62928 | 0.62928 | 0.62928
| DRAINAGE NET BENEFIT |  |  |  | -5.2503 | -16.8366 | -19.345 | -15.5627 | -4.7896 | 5.359 | 5.6604 | 5.9773 | 6.3106 | 6.661 | 7.0295 | 7.4171 | 7.8246 | 8.2532 | 8.7039 | 9.1779 | 9.6765 | 10.2008 | 10.7522 | 11.3322
ERR CALCULATIONS (Benefits phasing not applied from this line & below)
Drainage project impact matrix
Kanyama project |  |  |  | 2012 0: Impact WP vs. WOP, by flood scenario; Compact Implementation 2015 3: Notes
Impact pathway | Impact variable | Unit | No flood | 2012 0: <5 y Flood; Compact Implementation 2013 1: No. of beneficiaries; Compact Implementation 2014 2: 5 y Flood; Compact Implementation 2015 3: No. of beneficiaries; Compact Implementation 2016 4: 20 y Flood; Compact Implementation 2017 5: No. of beneficiaries; Compact Implementation 2018 6: Expected annual impact; Compact Implementation 2019 7: Break down by beneficiaries?
Probability |  |  | 35% | 2012 0: 40%; Compact Implementation 2014 2: 20%; Compact Implementation 2016 4: 5%
Duration (fraction of year flooded, by scenario) |  |  |  | 2012 0: 0.057692; Compact Implementation 2014 2: 0.19231; Compact Implementation 2016 4: 0.30769; Compact Implementation 2018 6: 0.076923; Compact Implementation 2019 7: Weeks flooded based on Gauff Ingenieure (2011c:2-3)
Health | See wks "Health--Tot" and "Health--Stunting," and ancillary file, "ERR.Daly Calculations.xlsm." |  |  | Compact Implementation 2019 7: Residents
Travel time | See wks "Travel time analysis v2.xlsx." |  |  | Compact Implementation 2019 7: Residents
|  |  |  | 0.65 | 0.65 | 0.6175 | 0.4875 | 0.26 | 0.0325 | 0
Property damage | Avoided fraction of property value lost per HH, by flood scenario |  | 0 | Compact Implementation 2013 1: Varies over time; Compact Implementation 2015 3: Varies over time; Compact Implementation 2017 5: Varies over time; Compact Implementation 2019 7: Residents
Kanyama project
John Laing |  | % | 0 | 2012 0: 0.6224%; Compact Implementation 2014 2: 2.652%; Compact Implementation 2016 4: 6.46%; Compact Implementation 2018 6: 1.102%
Kanyama |  | % | 0 | 2012 0: 0.6224%; Compact Implementation 2014 2: 2.652%; Compact Implementation 2016 4: 6.46%; Compact Implementation 2018 6: 1.102%
Misisi & Kamwala S. 1 |  | % | 0 | 2012 0: 0.007654%; Compact Implementation 2014 2: 0.02551%; Compact Implementation 2016 4: 0.05103%; Compact Implementation 2018 6: 0.01072%
Chawama N., Central & Kamwala S. 2 |  | % | 0 | 2012 0: 0.02625%; Compact Implementation 2014 2: 0.0875%; Compact Implementation 2016 4: 0.175%; Compact Implementation 2018 6: 0.03675%
Avoided loss in value added | Fraction of annual income loss avoided for affected workers | % | 0 | 2012 0: 1.154%; Compact Implementation 2014 2: 3.846%; Compact Implementation 2016 4: 6.154%; Compact Implementation 2019 7: Residents, in the case of Kanyama project. Assume share of annual income lost is proportional to duration of flood (via a proportionality factor - see parameters)
Local labor | See wks "Local labor." |  |  | Compact Implementation 2019 7: Non-residents
Bombay project |  |  |  | 2012 0: Impact WP vs. WOP, by flood scenario; Compact Implementation 2015 3: Notes
Impact pathway | Impact variable | Unit | No flood | 2012 0: <5 y Flood; Compact Implementation 2013 1: 5 y Flood; Compact Implementation 2014 2: 20 y Flood; Compact Implementation 2020 8: 100%; Compact Implementation 2021 9: Sensitivity parameter
Probability |  |  | 35% | 2012 0: 40%; Compact Implementation 2013 1: 20%; Compact Implementation 2014 2: 5%; Compact Implementation 2021 9: 7.692%
Duration (fraction of year flooded, by scenario) |  |  |  | 2012 0: 0.057692; Compact Implementation 2013 1: 0.19231; Compact Implementation 2014 2: 0.30769; Compact Implementation 2018 6: 0.076923
Health | See wks "Health--Tot" and "Health--Stunting," and ancillary file, "ERR.Daly Calculations.xlsm." |  |  | Compact Implementation 2019 7: Residents; Compact Implementation 2020 8: Delta % =; Compact Implementation 2021 9: -100%
Travel time | See wks "Travel time analysis v2.xlsx." |  |  | Compact Implementation 2019 7: Non-residents
Property damage | Avoided fraction of property value lost per HH, by flood scenario |  | 0 | Compact Implementation 2013 1: Varies over time; Compact Implementation 2015 3: Varies over time; Compact Implementation 2017 5: Varies over time; Compact Implementation 2019 7: Residents
Bombay project
Katima Mulilo Road |  | % | 0 | 2012 0: 0.1826%; Compact Implementation 2014 2: 0.6087%; Compact Implementation 2016 4: 1.217%; Compact Implementation 2018 6: 0.2557%
Garden West |  | % | 0 | 2012 0: 0.1826%; Compact Implementation 2014 2: 0.6087%; Compact Implementation 2016 4: 1.217%; Compact Implementation 2018 6: 0.2557%
Mandevu |  | % | 0 | 2012 0: 0.5%; Compact Implementation 2014 2: 2.024%; Compact Implementation 2016 4: 4.762%; Compact Implementation 2018 6: 0.8429%
Chilulu |  | % | 0 | 2012 0: 0.1826%; Compact Implementation 2014 2: 0.6087%; Compact Implementation 2016 4: 1.217%; Compact Implementation 2018 6: 0.2557%
Kabwata |  | % | 0 | bar: 2012 0; Compact Implementation 2014 2; Compact Implementation 2016 4; Compact Implementation 2018 6
Avoided loss in value added |  |  |  | Compact Implementation 2019 7: Non-residents, in the case of Bombay
Local labor |  |  |  | Compact Implementation 2019 7: Non-residents
Project priority areas - Beneficiaries and other characteristics
|  | Kanyama project |  | Compact Implementation 2015 3: Bombay project; Compact Implementation 2021 9: Notes
| Priority Areas Unit | TOTAL | John Laing | 2012 0: Kanyama; Compact Implementation 2013 1: Misisi & Kamwala S. 1; Compact Implementation 2014 2: Chawama N., Central & Kamwala S. 2; Compact Implementation 2015 3: TOTAL; Compact Implementation 2016 4: TOTAL without Kabwata; Compact Implementation 2017 5: Katima Mulilo Road; Compact Implementation 2018 6: Garden West; Compact Implementation 2019 7: Mandevu; Compact Implementation 2020 8: Chilulu; Compact Implementation 2021 9: Kabwata
Approximate flood area | m2 | 12941000 | 1600000 | 2012 0: 6000000; Compact Implementation 2013 1: 1763000; Compact Implementation 2014 2: 3578000; Compact Implementation 2015 3: 5153500; Compact Implementation 2016 4: 153500; Compact Implementation 2017 5: 64000; Compact Implementation 2018 6: 27000; Compact Implementation 2019 7: 12500; Compact Implementation 2020 8: 50000; Compact Implementation 2021 9: 5000000
Population Density |  | 0.015071 | 0.013909 | 2012 0: 0.020403; Compact Implementation 2013 1: 0.0087776; Compact Implementation 2014 2: 0.0097493; Compact Implementation 2015 3: 0.040383; Compact Implementation 2017 5: 0.014719; Compact Implementation 2018 6: 0.034444; Compact Implementation 2019 7: 0.0408; Compact Implementation 2020 8: 0.02664
Constituent DMAs and their relation to Priority Areas
DMA |  |  | John Laing | 2012 0: Kanyama; Compact Implementation 2013 1: Misisi; Compact Implementation 2014 2: Chawama / Kuomboka; Compact Implementation 2017 5: Garden; Compact Implementation 2018 6: Garden; Compact Implementation 2019 7: Chaisa; Compact Implementation 2020 8: Garden; Compact Implementation 2021 9: New Kabwata
Estimated fractions of priority area covered by each DMA |  |  | 100% | 2012 0: 70%; Compact Implementation 2013 1: 50%; Compact Implementation 2014 2: 80%; Compact Implementation 2017 5: 100%; Compact Implementation 2018 6: 100%; Compact Implementation 2019 7: 50%; Compact Implementation 2020 8: 100%; Compact Implementation 2021 9: 100%
DMA |  |  |  | 2012 0: Industries; Compact Implementation 2013 1: New Kamwala; Compact Implementation 2014 2: New Kamwala; Compact Implementation 2019 7: Marrapodi
Estimated fractions of priority area covered by each DMA |  |  |  | 2012 0: 30%; Compact Implementation 2013 1: 50%; Compact Implementation 2014 2: 20%; Compact Implementation 2019 7: 50%
Resident beneficiaries (2032) |  |  |  | Compact Implementation 2022 10: Gauff Ingenieure (2011c:2-53, 2-54), Tables 2-13, 2-14.
Numbers of resident beneficiary households (HH), 2010-11 | # of HH | 21316.2 | 2700 | 2012 0: 15000; Compact Implementation 2013 1: 1111.25; Compact Implementation 2014 2: 2504.95; Compact Implementation 2015 3: 21660; Compact Implementation 2017 5: 117; Compact Implementation 2018 6: 115; Compact Implementation 2019 7: 63; Compact Implementation 2020 8: 165; Compact Implementation 2021 9: 21200
Numbers of resident beneficiary households (HH), 2030 | # of HH | 32505.125 | 3709.125 | 2012 0: 20403; Compact Implementation 2013 1: 2579.15; Compact Implementation 2014 2: 5813.85; Compact Implementation 2015 3: 34686; Compact Implementation 2017 5: 157; Compact Implementation 2018 6: 155; Compact Implementation 2019 7: 85; Compact Implementation 2020 8: 222; Compact Implementation 2021 9: 34067
Numbers of resident beneficiaries, 2010-11 | # of people | 127897.2 | 16200 | 2012 0: 90000; Compact Implementation 2013 1: 6667.5; Compact Implementation 2014 2: 15029.7; Compact Implementation 2015 3: 129960; Compact Implementation 2017 5: 702; Compact Implementation 2018 6: 690; Compact Implementation 2019 7: 378; Compact Implementation 2020 8: 990; Compact Implementation 2021 9: 127200
Numbers of resident beneficiaries, 2030 | # of people | 195030.75 | 22254.75 | 2012 0: 122418; Compact Implementation 2013 1: 15474.9; Compact Implementation 2014 2: 34883.1; Compact Implementation 2015 3: 208116; Compact Implementation 2017 5: 942; Compact Implementation 2018 6: 930; Compact Implementation 2019 7: 510; Compact Implementation 2020 8: 1332; Compact Implementation 2021 9: 204402
Rate of population growth (residents), 2010-2030 | % | 2.132% | 1.6% | 2012 0: 1.55%; Compact Implementation 2013 1: 4.3%; Compact Implementation 2014 2: 4.3%; Compact Implementation 2015 3: 2.382%; Compact Implementation 2017 5: 1.481%; Compact Implementation 2018 6: 1.504%; Compact Implementation 2019 7: 1.509%; Compact Implementation 2020 8: 1.495%; Compact Implementation 2021 9: 2.4%
Average per capita income by area | 2012 US$/y
Non-resident beneficiaries (2032)
| # of people | Only local labor for Kanyama |  | Compact Implementation 2015 3: Travel time
[8 empty] | See separate file. Estimate: |  |  | 15127.9135 | people (2032)
Avoided disruption to business activity
Assume that Bombay has one business for every
[8 empty] | 30 | residents. This makes |  | 6937.2 | businesses.
Assume that these are mostly sole proprietorships, and assume an
[8 empty] | average of | 1.2 | owners per business, making a total of
[8 empty] | 8324.64 | business owners.
Local labor
See wks "BA data." A summary follows:
[9 empty] | Number of workers |  | Benefits/worker, by class
[8 empty] | Unskilled | 984.6037 |  | 2231.9082
[8 empty] | Skilled | 109.4004 |  | 15623.3574
[8 empty] | Total | 1094.0041 |  | 3571.0531 | Weighted average
[7 empty] | Total non-resident beneficiaries: |  |  | 24546.5576
Property damage |  | TOTAL | John Laing | 2012 0: Kanyama; Compact Implementation 2013 1: Misisi & Kamwala S. 1; Compact Implementation 2014 2: Chawama N., Central & Kamwala S. 2; Compact Implementation 2015 3: TOTAL; Compact Implementation 2016 4: TOTAL without Kabwata; Compact Implementation 2017 5: Katima Mulilo Road; Compact Implementation 2018 6: Garden West; Compact Implementation 2019 7: Mandevu; Compact Implementation 2020 8: Chilulu; Compact Implementation 2021 9: Kabwata
Estimated fractions of priority area covered by each Valuation area | % |  | 100% | 2012 0: 100%; Compact Implementation 2013 1: 50%; Compact Implementation 2014 2: 50%; Compact Implementation 2017 5: 100%; Compact Implementation 2018 6: 100%; Compact Implementation 2019 7: 100%; Compact Implementation 2020 8: 100%; Compact Implementation 2021 9: 100%
Valuation area code | # |  | 6 | 2012 0: 6; Compact Implementation 2013 1: 38; Compact Implementation 2014 2: 38; Compact Implementation 2017 5: 13; Compact Implementation 2018 6: 13; Compact Implementation 2019 7: 7; Compact Implementation 2020 8: 13; Compact Implementation 2021 9: 28
Valuation area |  |  | Heavy Industrial | 2012 0: Heavy Industrial; Compact Implementation 2013 1: Kuomboka /Chawama; Compact Implementation 2014 2: Kuomboka /Chawama; Compact Implementation 2017 5: Garden; Compact Implementation 2018 6: Garden; Compact Implementation 2019 7: Mandevu; Compact Implementation 2020 8: Garden; Compact Implementation 2021 9: Chilenje South /New Areas
Median property improvement values for this area by type of use
Agricultural | 2012 US$/y |  | 0 | 2012 0: 0; Compact Implementation 2013 1: 0; Compact Implementation 2014 2: 0; Compact Implementation 2015 3: From ='Lusaka Main Valuation Roll'!$W193/health!$B$12; Compact Implementation 2017 5: 0; Compact Implementation 2018 6: 0; Compact Implementation 2019 7: 0; Compact Implementation 2020 8: 0; Compact Implementation 2021 9: 0; Compact Implementation 2022 10: See Lusaka Main Valuation Roll v2.xlsx (exchange rate adjusted, see 'health'!b12
Commercial | 2012 US$/y |  | 75235.1742 | 2012 0: 75235.1742; Compact Implementation 2013 1: 75235.1742; Compact Implementation 2014 2: 75235.1742; Compact Implementation 2015 3: From ='Lusaka Main Valuation Roll'!$W194/health!$B$12; Compact Implementation 2017 5: 167640.8048; Compact Implementation 2018 6: 167640.8048; Compact Implementation 2019 7: 136913.0737; Compact Implementation 2020 8: 167640.8048; Compact Implementation 2021 9: 68784.4895; Compact Implementation 2022 10: See Lusaka Main Valuation Roll v2.xlsx (exchange rate adjusted, see 'health'!b13
Industrial | 2012 US$/y |  | 0 | 2012 0: 0; Compact Implementation 2013 1: 0; Compact Implementation 2014 2: 0; Compact Implementation 2015 3: From ='Lusaka Main Valuation Roll'!$W195/health!$B$12; Compact Implementation 2017 5: 0; Compact Implementation 2018 6: 0; Compact Implementation 2019 7: 0; Compact Implementation 2020 8: 0; Compact Implementation 2021 9: 0; Compact Implementation 2022 10: See Lusaka Main Valuation Roll v2.xlsx (exchange rate adjusted, see 'health'!b14
Institutional | 2012 US$/y |  | 129013.6942 | 2012 0: 129013.6942; Compact Implementation 2013 1: 129013.6942; Compact Implementation 2014 2: 129013.6942; Compact Implementation 2015 3: From ='Lusaka Main Valuation Roll'!$W196/health!$B$12; Compact Implementation 2017 5: 230507.889; Compact Implementation 2018 6: 230507.889; Compact Implementation 2019 7: 0; Compact Implementation 2020 8: 230507.889; Compact Implementation 2021 9: 232589.675; Compact Implementation 2022 10: See Lusaka Main Valuation Roll v2.xlsx (exchange rate adjusted, see 'health'!b15
Residential | 2012 US$/y |  | 26378.7947 | 2012 0: 26378.7947; Compact Implementation 2013 1: 26378.7947; Compact Implementation 2014 2: 26378.7947; Compact Implementation 2015 3: From ='Lusaka Main Valuation Roll'!$W197/health!$B$12; Compact Implementation 2017 5: 179190.4393; Compact Implementation 2018 6: 179190.4393; Compact Implementation 2019 7: 60314.7575; Compact Implementation 2020 8: 179190.4393; Compact Implementation 2021 9: 25238.09; Compact Implementation 2022 10: See Lusaka Main Valuation Roll v2.xlsx (exchange rate adjusted, see 'health'!b16
Estimated fractions of priority area covered by each Valuation area | % |  |  | Compact Implementation 2013 1: 50%; Compact Implementation 2014 2: 50%
Valuation area code | # |  |  | Compact Implementation 2013 1: 23; Compact Implementation 2014 2: 23
Valuation area |  |  |  | Compact Implementation 2013 1: Kamwala/Kabwata/Libala; Compact Implementation 2014 2: Kamwala/Kabwata/Libala
Median property improvement values for this area by type of use
Agricultural | 2012 US$/y |  |  | Compact Implementation 2013 1: 0; Compact Implementation 2014 2: 0; Compact Implementation 2015 3: See Lusaka Main Valuation Roll v2.xlsx (exchange rate adjusted, see 'health'!b12
Commercial | 2012 US$/y |  |  | Compact Implementation 2013 1: 68613.3838; Compact Implementation 2014 2: 68613.3838; Compact Implementation 2015 3: See Lusaka Main Valuation Roll v2.xlsx (exchange rate adjusted, see 'health'!b12
Industrial | 2012 US$/y |  |  | Compact Implementation 2013 1: 0; Compact Implementation 2014 2: 0; Compact Implementation 2015 3: See Lusaka Main Valuation Roll v2.xlsx (exchange rate adjusted, see 'health'!b12
Institutional | 2012 US$/y |  |  | Compact Implementation 2013 1: 100439.0431; Compact Implementation 2014 2: 100439.0431; Compact Implementation 2015 3: See Lusaka Main Valuation Roll v2.xlsx (exchange rate adjusted, see 'health'!b12
Residential | 2012 US$/y |  |  | Compact Implementation 2013 1: 25437.7133; Compact Implementation 2014 2: 25437.7133; Compact Implementation 2015 3: See Lusaka Main Valuation Roll v2.xlsx (exchange rate adjusted, see 'health'!b12
Area-weighted median property improvement values by type of use
Agricultural | 2012 US$/y |  | 0 | 2012 0: 0; Compact Implementation 2013 1: 0; Compact Implementation 2014 2: 0; Compact Implementation 2017 5: 0; Compact Implementation 2018 6: 0; Compact Implementation 2019 7: 0; Compact Implementation 2020 8: 0; Compact Implementation 2021 9: 0
Commercial | 2012 US$/y |  | 75235.1742 | 2012 0: 75235.1742; Compact Implementation 2013 1: 71924.279; Compact Implementation 2014 2: 71924.279; Compact Implementation 2017 5: 167640.8048; Compact Implementation 2018 6: 167640.8048; Compact Implementation 2019 7: 136913.0737; Compact Implementation 2020 8: 167640.8048; Compact Implementation 2021 9: 68784.4895
Industrial | 2012 US$/y |  | 0 | 2012 0: 0; Compact Implementation 2013 1: 0; Compact Implementation 2014 2: 0; Compact Implementation 2017 5: 0; Compact Implementation 2018 6: 0; Compact Implementation 2019 7: 0; Compact Implementation 2020 8: 0; Compact Implementation 2021 9: 0
Institutional | 2012 US$/y |  | 129013.6942 | 2012 0: 129013.6942; Compact Implementation 2013 1: 114726.3686; Compact Implementation 2014 2: 114726.3686; Compact Implementation 2017 5: 230507.889; Compact Implementation 2018 6: 230507.889; Compact Implementation 2019 7: 0; Compact Implementation 2020 8: 230507.889; Compact Implementation 2021 9: 232589.675
Residential | 2012 US$/y |  | 26378.7947 | 2012 0: 26378.7947; Compact Implementation 2013 1: 25908.254; Compact Implementation 2014 2: 25908.254; Compact Implementation 2017 5: 179190.4393; Compact Implementation 2018 6: 179190.4393; Compact Implementation 2019 7: 60314.7575; Compact Implementation 2020 8: 179190.4393; Compact Implementation 2021 9: 25238.09
Use median values only for "Residential" use in populating the drainage project impact matrix, since it is for households that we have specific beneficiary information
Extent of damage for 20 y flood
Fraction of houses partly damaged | % |  | 11.86% | 2012 0: 11.86%; Compact Implementation 2013 1: 0.1458%; Compact Implementation 2014 2: 0.5%; Compact Implementation 2017 5: 3.478%; Compact Implementation 2018 6: 3.478%; Compact Implementation 2019 7: 9.524%; Compact Implementation 2020 8: 3.478%; Compact Implementation 2021 9: 0%
Fraction of houses completely damaged | % |  | 2.567% | 2012 0: 2.567%; Compact Implementation 2013 1: 0%; Compact Implementation 2014 2: 0%; Compact Implementation 2017 5: 0%; Compact Implementation 2018 6: 0%; Compact Implementation 2019 7: 1.587%; Compact Implementation 2020 8: 0%; Compact Implementation 2021 9: 0%
Avoided disruption to business activity
Fraction of livelihoods (income) affected during flood | % |  | 77.5% | 2012 0: 77.5%; Compact Implementation 2013 1: 75%; Compact Implementation 2014 2: 62.5%; Compact Implementation 2017 5: 0%; Compact Implementation 2018 6: 0%; Compact Implementation 2019 7: 0%; Compact Implementation 2020 8: 0%; Compact Implementation 2021 9: 75%
Other statistics
Flooded area | m2 | (Not needed for Kanyama) |  | Compact Implementation 2015 3: 153500; Compact Implementation 2017 5: 64000; Compact Implementation 2018 6: 27000; Compact Implementation 2019 7: 12500; Compact Implementation 2020 8: 50000; Compact Implementation 2021 9: NA
PARAMETERS | Unit | Values | Notes
General
Resident beneficiaries, as a function of project scope
Kanyama project |  | 35% | Assumes "No quarry pumping, no main, secondary drains"
Applies to half of John Laing, Misisi, Kamwala S. 1 & 2, Chawama N., and Central
(There is no comparable discount for Bombay project beneficiaries)
Household size | # of people | 6
Lusaka District population, 2010 | # of people | 1742979.04
Lusaka city population | # of people | 1554866.613 | CIA World Factbook (2009), updated to 2011
Health
Number of people who died due to flooding or drowning in flood year 2009-10 | # of people | 8 | CH2MHILL (2011c:xxi). Assume that this figure applies to every flood year and grow in proportion to beneficiary population
Somewhat higher figure in LUSAKA FLOODS REPORT_MARCH_2010.doc
Number of these in project areas, 2010 |  |  | MCC estimate; assume proportional to # beneficiaries as fraction of population, plus 25% since targeting the worst-affected areas
Kanyama project | # of people | 0.73379
Bombay project | # of people | 0.74562
Even with population and income growth, this is such a low base of drowning victims (not yet the WP-WOP increment) that a benefit for avoided drowning will be negligible
Labor market
Zambian Minimum Wage (2012) | 2012 US$/y | 2448.7221 | World Bank (2006:67)
Opportunity cost as a fraction of urban wage for a Lusaka PUA resident | % | 100% | MCC estimate based on World Bank (2006:67)
Annual wage-based opportunity cost for a Lusaka PUA resident, 2011 | 2012 US$/y | 2448.7221
Ratio of wage earned by high wage earners to urban wage for a Lusaka PUA resident | Number | 7 | MCC estimate based on ILO (2010)
Average annual wage for a high-wage earner in Lusaka | 2012 US$/y | 17141.0549
Average household size | # of people | 6
Fraction of people in the population aged 15+ | % | 66.31%
Labor force participation rate for those aged 15+ | % | 80.1% | 2008 Labourforce Survey Report.pdf found at http://www.mlss.gov.zm/upload/2008%20Labourforce%20Survey%20Report.pdf
Fraction of labor force participants who are active wage earners | % | 70% | MCC assumption. 22% of Lusaka residents are employed in the "formal" sector but this includes "employment where the employed persons were not entitled to paid leave, pension, gratuity and social security and worked in an establishment employing less than 5 persons."
Number of active wage earners per HH | # of people | 2.2308
Travel time
Commuting days per week | d | 6 | MCC assumption
Non-motorized travel time saved as % of motorized travel time | % | 20% | MCC assumption (relatively small since easier to avoid flooding when not in vehicle)
Property damage
Fraction of property value lost as a function of damage level
Partly damaged | % | 35% | MCC assumption
Completely damaged | % | 90% | MCC assumption
Extent of flood damage relative to 20 y flood
(Fraction of houses partly damaged in a < 5 y flood) /(Fraction of houses partly damaged in a 20 y flood) | % | 15% | MCC assumption
(Fraction of houses partly damaged in a 5 y flood) /(Fraction of houses partly damaged in a 20 y flood) | % | 50% | MCC assumption
(Fraction of houses completely damaged in a < 5 y flood) /(Fraction of houses completely damaged in a 20 y flood) | % | 0% | MCC assumption
(Fraction of houses completely damaged in a 5 y flood) /(Fraction of houses completely damaged in a 20 y flood) | % | 25% | MCC assumption
Income benefit as a fraction of property valuation |  |  | MCC assumption (valuation methodology is unknown, and hence relationship to market values is unclear)
Kanyama project | % | 30%
Bombay project | % | 75%
Avoided loss in value added
Share of business activity actually lost rather than displaced | Accounts for displacement of activity over space and time.
Kanyama project | % | 20% | MCC assumption
Bombay project | % | 30% | MCC assumption - Accounts for displacement of activity over space and time
Area of Lusaka city (all wards) | m2 | 417024350.5362
Flood areas as fraction of Lusaka area
Kanyama project |  | 3.103%
Bombay project |  | 1.236%
Total value added, population of firms in Lusaka | 2006 ZMK/y | 4442540000000 | 2007 WB Enterprise Survey
Total value added, population of firms in Lusaka | 2012 US$/y | 1737242612.8242
Relative concentration of value added | Relative to a uniform spatial distribution of value added across Lusaka
Kanyama project | number | 0.25 | MCC assumption
Bombay project | number | 0.83827 | (Weighted average) | Compact Implementation 2016 4: 1000000000; Compact Implementation 2017 5: 5000; Compact Implementation 2018 6: 200000
Kabwata | number | 0.25 | MCC assumption
Bombay areas other than Kabwata | number | 20 | MCC assumption | Compact Implementation 2016 4: 6000000000; Compact Implementation 2017 5: 5000; Compact Implementation 2018 6: 1200000
Expected avoided loss in value added (if project were already implemented)
Kanyama project | 2012 US$/y | 207344.991
Bombay project | 2012 US$/y | 415298.8306
Rate of growth of value added (Assumed to be equal to real gdp growth)
2012 | % | 6.2%
2013-32 | % | 5.374%
Benefits detail by year |  |  |  | Compact Implementation 2013 1: Compact Implementation
|  | 2012 | 2013 | 2014 | 2015 | 2016 | 2017 | 2018 | 2019 | 2020 | 2021 | 2022 | 2023 | 2024 | 2025 | 2026 | 2027 | 2028 | 2029 | 2030 | 2031 | 2032
|  | 0 | 1 | 2 | 3 | 4 | 5 | 6 | 7 | 8 | 9 | 10 | 11 | 12 | 13 | 14 | 15 | 16 | 17 | 18 | 19 | 20
Average annual urban wage for Lusaka PUAs, trended | 2012 US$/y | 2515.5781 | 2584.2594 | 2654.8159 | 2727.2987 | 2801.7605 | 2878.2553 | 2956.8386 | 3037.5674 | 3120.5002 | 3205.6974 | 3293.2206 | 3383.1334 | 3475.5011 | 3570.3906 | 3667.8708 | 3768.0125 | 3870.8882 | 3976.5728 | 4085.1427 | 4196.6769 | 4311.2563
Numbers of resident beneficiaries, trended | See Gauff Ingenieure (2011c:2-54), Tab. 2-14 for reasoning.
Kanyama project - Total |  | 22189.5917 | 22643.1135 | 23108.3386 | 23585.6487 | 24075.4401 | 24578.1242 | 25094.128 | 25623.8951 | 26167.8861 | 26726.5792 | 27300.4713 | 27890.0784 | 28495.9367 | 29118.6031 | 29758.6564 | 30416.6979 | 31093.3526 | 31789.2699 | 32505.125 | 33241.6196 | 33999.483
John Laing | # of HH | 2787.1127 | 2831.7175 | 2877.0361 | 2923.0799 | 2969.8607 | 3017.3901 | 3065.6802 | 3114.7431 | 3164.5912 | 3215.2371 | 3266.6935 | 3318.9734 | 3372.09 | 3426.0567 | 3480.887 | 3536.5949 | 3593.1943 | 3650.6995 | 3709.125 | 3768.4856 | 3828.7961
Kanyama | # of HH | 15468.6188 | 15708.39 | 15951.8778 | 16199.1397 | 16450.2344 | 16705.2211 | 16964.1603 | 17227.1131 | 17494.1419 | 17765.3097 | 18040.6808 | 18320.3202 | 18604.2942 | 18892.6699 | 19185.5156 | 19482.9006 | 19784.8951 | 20091.5708 | 20403 | 20719.2566 | 21040.4152
Misisi & Kamwala S. 1 | # of HH | 1208.8663 | 1260.8444 | 1315.0575 | 1371.6016 | 1430.5769 | 1492.0881 | 1556.2441 | 1623.1586 | 1692.9502 | 1765.7427 | 1841.6652 | 1920.852 | 2003.4437 | 2089.5867 | 2179.4336 | 2273.1436 | 2370.883 | 2472.8249 | 2579.15 | 2690.0468 | 2805.712
Chawama N., Central & Kamwala S. 2 | # of HH | 2724.9939 | 2842.1617 | 2964.3673 | 3091.8275 | 3224.7681 | 3363.4248 | 3508.0435 | 3658.8803 | 3816.2028 | 3980.2897 | 4151.4319 | 4329.9328 | 4516.1088 | 4710.2898 | 4912.8202 | 5124.0588 | 5344.3802 | 5574.1748 | 5813.85 | 6063.8306 | 6324.5597
Bombay project - Total |  | 22703.6666 | 23244.2655 | 23797.7745 | 24364.5027 | 24944.7662 | 25538.8889 | 26147.2025 | 26770.0466 | 27407.7687 | 28060.725 | 28729.2799 | 29413.8069 | 30114.688 | 30832.3147 | 31567.0878 | 32319.4177 | 33089.7244 | 33878.4383 | 34686 | 35512.8606 | 36359.4819
Katima Mulilo Road | # of HH | 120.4917 | 122.2765 | 124.0877 | 125.9257 | 127.7909 | 129.6838 | 131.6047 | 133.5541 | 135.5323 | 137.5398 | 139.5771 | 141.6445 | 143.7426 | 145.8718 | 148.0324 | 150.2251 | 152.4503 | 154.7084 | 157 | 159.3255 | 161.6855
Garden West | # of HH | 118.4844 | 120.266 | 122.0744 | 123.91 | 125.7732 | 127.6644 | 129.584 | 131.5325 | 133.5103 | 135.5178 | 137.5556 | 139.6239 | 141.7234 | 143.8544 | 146.0175 | 148.2131 | 150.4417 | 152.7039 | 155 | 157.3307 | 159.6964
Mandevu | # of HH | 64.9155 | 65.895 | 66.8892 | 67.8985 | 68.923 | 69.9629 | 71.0186 | 72.0901 | 73.1779 | 74.282 | 75.4028 | 76.5405 | 77.6954 | 78.8677 | 80.0577 | 81.2657 | 82.4919 | 83.7365 | 85 | 86.2825 | 87.5844
Chilulu | # of HH | 169.9694 | 172.51 | 175.0886 | 177.7056 | 180.3618 | 183.0577 | 185.7939 | 188.571 | 191.3897 | 194.2504 | 197.1539 | 200.1008 | 203.0917 | 206.1274 | 209.2084 | 212.3355 | 215.5093 | 218.7306 | 222 | 225.3183 | 228.6862
Kabwata | # of HH | 22229.8056 | 22763.318 | 23309.6347 | 23869.0629 | 24441.9173 | 25028.5201 | 25629.2013 | 26244.2988 | 26874.1586 | 27519.1349 | 28179.5906 | 28855.8971 | 29548.4348 | 30257.5934 | 30983.7717 | 31727.3782 | 32488.8312 | 33268.5589 | 34067 | 34884.6036 | 35721.8295
Kanyama project - Total |  | 133137.5501 | 135858.6811 | 138650.0317 | 141513.8924 | 144452.6407 | 147468.745 | 150564.7679 | 153743.3706 | 157007.3164 | 160359.4752 | 163802.8278 | 167340.4706 | 170975.6203 | 174711.6188 | 178551.9385 | 182500.1875 | 186560.1155 | 190735.6195 | 195030.75 | 199449.7173 | 203996.8983 |  | Kanyama CAGR = | 2.157%
John Laing | # of people | 16722.6764 | 16990.3048 | 17262.2164 | 17538.4796 | 17819.1641 | 18104.3406 | 18394.0811 | 18688.4586 | 18987.5472 | 19291.4225 | 19600.161 | 19913.8404 | 20232.54 | 20556.3401 | 20885.3222 | 21219.5693 | 21559.1656 | 21904.1969 | 22254.75 | 22610.9133 | 22972.7767
Kanyama | # of people | 92811.7126 | 94250.3399 | 95711.2666 | 97194.8384 | 98701.4063 | 100231.3268 | 101784.9617 | 103362.6788 | 104964.8513 | 106591.8582 | 108244.0845 | 109921.9212 | 111625.7651 | 113356.0195 | 115113.0937 | 116897.4034 | 118709.3707 | 120549.4245 | 122418 | 124315.5393 | 126242.4915
Misisi & Kamwala S. 1 | # of people | 7253.1976 | 7565.0665 | 7890.3449 | 8229.6096 | 8583.4617 | 8952.5285 | 9337.4643 | 9738.9514 | 10157.7013 | 10594.4564 | 11049.9909 | 11525.1122 | 12020.6625 | 12537.5202 | 13076.6014 | 13638.8618 | 14225.2979 | 14836.9492 | 15474.9 | 16140.281 | 16834.2718
Chawama N., Central & Kamwala S. 2 | # of people | 16349.9635 | 17052.9699 | 17786.2038 | 18550.9648 | 19348.6086 | 20180.5491 | 21048.2608 | 21953.2819 | 22897.2166 | 23881.7381 | 24908.5914 | 25979.5968 | 27096.6527 | 28261.7391 | 29476.9212 | 30744.3531 | 32066.2812 | 33445.0489 | 34883.1 | 36382.9836 | 37947.3584
Bombay project - Total |  | 136221.9998 | 139465.5929 | 142786.6471 | 146187.016 | 149668.5971 | 153233.3336 | 156883.2152 | 160620.2794 | 164446.6122 | 168364.3498 | 172375.6795 | 176482.8412 | 180688.128 | 184993.8885 | 189402.5271 | 193916.506 | 198538.3464 | 203270.6299 | 208116 | 213077.1634 | 218156.8917 |  | Bombay CAGR = | 2.383%
Katima Mulilo Road | # of people | 722.9504 | 733.6589 | 744.526 | 755.5541 | 766.7455 | 778.1027 | 789.6282 | 801.3243 | 813.1937 | 825.2389 | 837.4625 | 849.8672 | 862.4556 | 875.2305 | 888.1946 | 901.3508 | 914.7018 | 928.2505 | 942 | 955.9531 | 970.1129
Garden West | # of people | 710.9065 | 721.5961 | 732.4464 | 743.4599 | 754.639 | 765.9862 | 777.504 | 789.195 | 801.0618 | 813.107 | 825.3334 | 837.7436 | 850.3404 | 863.1266 | 876.105 | 889.2787 | 902.6504 | 916.2231 | 930 | 943.984 | 958.1783
Mandevu | # of people | 389.493 | 395.3699 | 401.3354 | 407.391 | 413.5379 | 419.7776 | 426.1114 | 432.5408 | 439.0672 | 445.6921 | 452.4169 | 459.2432 | 466.1725 | 473.2064 | 480.3464 | 487.5941 | 494.9512 | 502.4192 | 510 | 517.6951 | 525.5064
Chilulu | # of people | 1019.8166 | 1035.0601 | 1050.5313 | 1066.2338 | 1082.171 | 1098.3465 | 1114.7637 | 1131.4263 | 1148.3379 | 1165.5024 | 1182.9234 | 1200.6048 | 1218.5505 | 1236.7644 | 1255.2505 | 1274.013 | 1293.056 | 1312.3835 | 1332 | 1351.9097 | 1372.1169
Kabwata | # of people | 133378.8333 | 136579.908 | 139857.808 | 143214.3772 | 146651.5036 | 150171.1206 | 153775.208 | 157465.793 | 161244.9515 | 165114.8094 | 169077.5434 | 173135.3824 | 177290.6091 | 181545.5606 | 185902.6305 | 190364.2694 | 194932.9871 | 199611.3535 | 204402 | 209307.6214 | 214330.9771
Expected avoided property damage
Kanyama project - Total |  | 1601475.4824 | 1626663.2665 | 1652253.8257 | 1678253.8814 | 1704670.2791 | 1731509.9908 | 1758780.1179 | 1786487.8942 | 1814640.6892 | 1843246.0106 | 1872311.5078 | 1901844.9752 | 1931854.3554 | 1962347.743 | 1993333.3876 | 2024819.698 | 2056815.2457 | 2089328.769 | 2122369.1769 | 2155945.5532 | 2190067.1608
John Laing | 2012 US$/y | 243156.1032 | 247047.555 | 251001.2853 | 255018.2908 | 259099.5841 | 263246.1942 | 267459.1663 | 271739.5624 | 276088.4617 | 280506.9605 | 284996.1725 | 289557.2296 | 294191.2815 | 298899.4964 | 303683.0612 | 308543.1819 | 313481.0835 | 318498.0109 | 323595.2289 | 328774.0223 | 334035.6968
Kanyama | 2012 US$/y | 1349528.8592 | 1370447.2217 | 1391689.829 | 1413261.7073 | 1435167.9603 | 1457413.7711 | 1480004.4029 | 1502945.2006 | 1526241.5919 | 1549899.0888 | 1573923.2886 | 1598319.8753 | 1623094.6212 | 1648253.3878 | 1673802.1277 | 1699746.8856 | 1726093.8001 | 1752849.1048 | 1780019.1298 | 1807610.3036 | 1835629.1543
Misisi & Kamwala S. 1 | 2012 US$/y | 1006.8883 | 1050.1819 | 1095.337 | 1142.4337 | 1191.5554 | 1242.7892 | 1296.226 | 1351.9604 | 1410.0912 | 1470.7215 | 1533.9588 | 1599.9151 | 1668.7073 | 1740.4575 | 1815.2927 | 1893.3456 | 1974.7546 | 2059.664 | 2148.2243 | 2240.5924 | 2336.9322
Chawama N., Central & Kamwala S. 2 | 2012 US$/y | 7783.6318 | 8118.3079 | 8467.3743 | 8831.4496 | 9211.1793 | 9607.2363 | 10020.3228 | 10451.1709 | 10900.5444 | 11369.2397 | 11858.0878 | 12367.9551 | 12899.7454 | 13454.4013 | 14032.906 | 14636.2848 | 15265.6075 | 15921.9893 | 16606.594 | 17320.6348 | 18065.3776
Bombay project - Total |  | 214037.136 | 217244.8348 | 220500.6085 | 223805.1776 | 227159.2734 | 230563.6383 | 234019.0257 | 237526.2003 | 241085.9384 | 244699.0277 | 248366.2678 | 252088.4705 | 255866.4594 | 259701.0708 | 263593.1532 | 267543.5681 | 271553.1898 | 275622.9056 | 279753.6163 | 283946.236 | 288201.6928
Katima Mulilo Road | 2012 US$/y | 41398.3306 | 42011.5319 | 42633.8161 | 43265.3177 | 43906.1732 | 44556.5213 | 45216.5024 | 45886.2593 | 46565.9368 | 47255.6819 | 47955.6436 | 48665.9733 | 49386.8245 | 50118.3532 | 50860.7174 | 51614.0777 | 52378.5969 | 53154.4404 | 53941.7758 | 54740.7735 | 55551.606
Garden West | 2012 US$/y | 40708.6606 | 41320.7796 | 41942.1027 | 42572.7684 | 43212.9172 | 43862.6916 | 44522.2364 | 45191.6985 | 45871.227 | 46560.9733 | 47261.091 | 47971.7361 | 48693.0668 | 49425.2439 | 50168.4305 | 50922.792 | 51688.4965 | 52465.7146 | 53254.6195 | 54055.3867 | 54868.1948
Mandevu | 2012 US$/y | 73532.3518 | 74641.8466 | 75768.082 | 76911.3107 | 78071.789 | 79249.7773 | 80445.5396 | 81659.3442 | 82891.4634 | 84142.1734 | 85411.7547 | 86700.4922 | 88008.6749 | 89336.5961 | 90684.5536 | 92052.8499 | 93441.7917 | 94851.6906 | 96282.8628 | 97735.6293 | 99210.3159
Chilulu | 2012 US$/y | 58397.7931 | 59270.6768 | 60156.6077 | 61055.7808 | 61968.394 | 62894.6482 | 63834.7473 | 64788.8983 | 65757.3112 | 66740.1992 | 67737.7785 | 68750.2689 | 69777.8932 | 70820.8776 | 71879.4517 | 72953.8486 | 74044.3046 | 75151.06 | 76274.3582 | 77414.4466 | 78571.5761
Kabwata | 2012 US$/y | 0 | 0 | 0 | 0 | 0 | 0 | 0 | 0 | 0 | 0 | 0 | 0 | 0 | 0 | 0 | 0 | 0 | 0 | 0 | 0 | 0
Expected avoided loss in value added
Kanyama project | 2012 US$/y | 220200.3804 | 232034.6651 | 244504.9626 | 257645.4546 | 271492.1593 | 286083.0309 | 301458.0634 | 317659.4002 | 334731.4496 | 352721.0064 | 371677.3805 | 391652.5317 | 412701.2126 | 434881.1181 | 458253.0438 | 482881.0528 | 508832.6511 | 536178.9727 | 564994.9746 | 595359.6421 | 627356.2056
Bombay project | 2012 US$/y | 437618.3404 | 461137.3734 | 485920.3956 | 512035.3381 | 539553.7826 | 568551.1577 | 599106.9461 | 631304.9019 | 665233.2806 | 700985.0807 | 738658.2989 | 778356.1983 | 820187.5919 | 864267.1407 | 910715.6678 | 959660.4898 | 1011235.7658 | 1065582.8648 | 1122850.7537 | 1183196.4052 | 1246785.2283
Extent of drainage project catchment
Kanyama project | Ward | Compact Implementation 2015 3: DMA
|  |  | Frac. of ward incl. in catchment (nearest 5%) |  |  | Frac. of DMA incl. in catchment (nearest 5%)
| Number | 2012 0: Name; Compact Implementation 2015 3: Name
| 1 | 2012 0: Nkoloma; 2013 1: 80%; Compact Implementation 2015 3: Chawama/Kuomboka; Compact Implementation 2016 4: 100%
| 2 | 2012 0: Chawama; 2013 1: 100%; Compact Implementation 2015 3: Chibolya; Compact Implementation 2016 4: 100%
| 3 | 2012 0: John Howard; 2013 1: 100%; Compact Implementation 2015 3: Farm 917; Compact Implementation 2016 4: 35%
| 4 | 2012 0: Lilayi; 2013 1: 15%; Compact Implementation 2015 3: Farm 1080; Compact Implementation 2016 4: 60%
| 5 | 2012 0: Kamwala; 2013 1: 30%; Compact Implementation 2015 3: Industries; Compact Implementation 2016 4: 40%
| 7 | 2012 0: Libala; 2013 1: 35%; Compact Implementation 2015 3: Jack Compound; Compact Implementation 2016 4: 95%
| 9 | 2012 0: Kamulanga; 2013 1: 55%; Compact Implementation 2015 3: John Howard; Compact Implementation 2016 4: 100%
| 10 | 2012 0: Kanyama; 2013 1: 40%; Compact Implementation 2015 3: John Laing; Compact Implementation 2016 4: 100%
| 11 | 2012 0: Harry Mwaanga Nkumbula; 2013 1: 55%; Compact Implementation 2015 3: Libala South; Compact Implementation 2016 4: 10%
| 12 | 2012 0: Munkolo; 2013 1: 25%; Compact Implementation 2015 3: Kanyama; Compact Implementation 2016 4: 95%
| ? | 2012 0: Part of Kafue district; 2013 1: ?; Compact Implementation 2015 3: Misisi; Compact Implementation 2016 4: 95%
[5 empty] | New Kamwala | 100%
[5 empty] | Part of Kafue district | ?
[5 empty] | Part of Lumumba area | ?
Bombay project | Ward | Compact Implementation 2015 3: DMA
|  |  | Frac. of ward incl. in catchment (nearest 5%) |  |  | Frac. of DMA incl. in catchment (nearest 5%)
| Number | 2012 0: Name; Compact Implementation 2015 3: Name
| 1 | 2012 0: Nkoloma; 2013 1: 20%; Compact Implementation 2015 3: Chaisa; Compact Implementation 2016 4: 100%
| 5 | 2012 0: Kamwala; 2013 1: 70%; Compact Implementation 2015 3: Chandamali; Compact Implementation 2016 4: 80%
| 6 | 2012 0: Kabwata; 2013 1: 100%; Compact Implementation 2015 3: Chibata; Compact Implementation 2016 4: 20%
| 7 | 2012 0: Libala; 2013 1: 65%; Compact Implementation 2015 3: Chilenje South; Compact Implementation 2016 4: 100%
| 8 | 2012 0: Chilenje; 2013 1: 100%; Compact Implementation 2015 3: Emmasdale; Compact Implementation 2016 4: 100%
| 9 | 2012 0: Kamulanga; 2013 1: 5%; Compact Implementation 2015 3: Emmasdale/Bank House; Compact Implementation 2016 4: 100%
| 11 | 2012 0: Harry Mwaanga Nkumbula; 2013 1: 20%; Compact Implementation 2015 3: Fairview; Compact Implementation 2016 4: 100%
| 13 | 2012 0: Silwizya; 2013 1: 60%; Compact Implementation 2015 3: Farm 917; Compact Implementation 2016 4: 65%
| 14 | 2012 0: Independence; 2013 1: 75%; Compact Implementation 2015 3: Farm 1080; Compact Implementation 2016 4: 40%
| 15 | 2012 0: Lubwa; 2013 1: 55%; Compact Implementation 2015 3: Garden; Compact Implementation 2016 4: 70%
| 16 | 2012 0: Kabulonga; 2013 1: 5%; Compact Implementation 2015 3: Government; Compact Implementation 2016 4: 85%
| 19 | 2012 0: Ngwerere; 2013 1: 70%; Compact Implementation 2015 3: Industries; Compact Implementation 2016 4: 25%
| 20 | 2012 0: Chaisa; 2013 1: 100%; Compact Implementation 2015 3: Jack Compound; Compact Implementation 2016 4: 5%
| 22 | 2012 0: Raphael Chota; 2013 1: 10%; Compact Implementation 2015 3: Kabwata Estates; Compact Implementation 2016 4: 100%
| 24 | 2012 0: Muchinga; 2013 1: 30%; Compact Implementation 2015 3: Kanyama; Compact Implementation 2016 4: 5%
| 28 | 2012 0: Matero; 2013 1: 25%; Compact Implementation 2015 3: Libala; Compact Implementation 2016 4: 100%
| ? | 2012 0: Part of Kabwata area; 2013 1: ?; Compact Implementation 2015 3: Libala South; Compact Implementation 2016 4: 90%
[5 empty] | Luburma | 100%
[5 empty] | Marrapodi | 40%
[5 empty] | Matero | 15%
[5 empty] | Misisi | 5%
[5 empty] | New Chilenje | 100%
[5 empty] | New Kabwata | 100%
[5 empty] | New Woodlands Extension | 100%
[5 empty] | Northmead | 60%
[5 empty] | Nyumba Yanga | 20%
[5 empty] | Prospect Hill | 80%
[5 empty] | Rhodes Park | 15%
[5 empty] | Roma | 10%
[5 empty] | Shakespear | 100%
[5 empty] | Sikanze | 100%
[5 empty] | State House | 30%
[5 empty] | Thorn Park | 100%
[5 empty] | Town/Kabelenga | 100%
[5 empty] | Villa Elizabetha | 100%
[5 empty] | Woodlands | 95%
[5 empty] | Woodlands Extension | 100%
[5 empty] | Part of Kabwata area | ?
Note on F25: Take note of comment below for Kabwata wrt these less severe floods
Note on J25: CH2MHILL (2011c:59) - "The Bombay covers the central commercial district, and an improvement of the primary outfalls will prevent future flooding in the downtown area. Improving the flow capacity of the Bombay drain will also directly reduce flooding in some of the Priority areas, including Kamwala South, Mandevu, Garden West, and Chilulu, especially for the 20-year or 50-year events."
Note on F26: MCC estimate
Note on M27: Gauff Ingenieure (2011c): "Should flooding occur, it tends to be widespread and usually starts in late January or early February and can go on into May on occasions."
Note on F40: That is, impact on Impact variable.
Note on B56: Generally, project priority areas are a subset of the areas included in the catchment areas comprising the DMAs above
Note on O58: Bombay southern extension. Gauff Ingenieure (2011c), Annex III: Report on Flooding, p. 6: "In south and south-western Lusaka where karstic Dolomitic Limestone occurs, and as noted in the Drainage Priority Investment Program, flooding is not necessarily associated with the peak day rainfall of the season but is more likely to occur in the latter part of the season following moderate to heavy rainfall. Hence, flooding is seasonally dependent and in years with low annual rainfall, flooding either does not occur or is very limited in both extent and duration." Suggests that there's no project impact for these beneficiaries under < 5y flood. This observation is consistent with expected annual impact on property damage in Kabwata = 0.
Note on B59: Gauff Ingenieure (2011c:2-54 - 2-54)
Note on O59: 7,500,000: Email of 9 Dec. 2011 10h00 from Steffen Maul/Gauff to Gail Chambers as area of Kabwata. Factor of 2/3: Because not all of Kabwata may be "flood area."
Note on B61: Estimates from maps in Gauff Ingenieure (2011d) and CH2MHILL (2011c:4) (Priority Drainage Areas in Lusaka)
Note on M88: 2011 US$, Compact term
Note on B95: Data are from 2009-10 rainy season - assume a 20y flood
Note on O95: Bombay southern extension. Gauff Ingenieure (2011c), Annex III: Report on Flooding, p. 6: "In south and south-western Lusaka where karstic Dolomitic Limestone occurs, and as noted in the Drainage Priority Investment Program, flooding is not necessarily associated with the peak day rainfall of the season but is more likely to occur in the latter part of the season following moderate to heavy rainfall. Hence, flooding is seasonally dependent and in years with low annual rainfall, flooding either does not occur or is very limited in both extent and duration." Suggests that there's no project impact for these beneficiaries under < 5y flood. This observation is consistent with expected annual impact on property damage in Kabwata = 0.
Note on B96: Based on constituent DMAs and estimated fractions of priority area covered by each DMA, above
Note on G98: andersonsc: Until more precise information available.
Note on H98: andersonsc: Until more precise information available.
Note on B99: That is, average of "IMPROVE_VALUE" across all properties by use and valuation area
Note on B106: Based on constituent DMAs and estimated fractions of priority area covered by each DMA, above
Note on B109: That is, average of "IMPROVE_VALUE" across all properties by use and valuation area
Note on B116: That is, average of "IMPROVE_VALUE" across all properties by use and valuation area
Note on B122: Conservative assumption.
Note on B125: Zambia Vulnerability Assessment Committee (ZVAC) (2010)
Note on E125: andersonsc: Use Kanyama data
Note on K125: Use Garden West data
Note on N125: Use Garden West data
Note on B126: Zambia Vulnerability Assessment Committee (ZVAC) (2010)
Note on E126: andersonsc: Use Kanyama data
Note on K126: Use Garden West data
Note on N126: Use Garden West data
Note on B129: Zambia Vulnerability Assessment Committee (ZVAC) (2010)
Note on E129: andersonsc: Use Kanyama data
Note on K129: Use Garden West data
Note on N129: Use Garden West data
Note on B138: See Gauff Ingenieure (2011c:2-54), Tab. 2-14 for reasoning.
Note on E144: https://www.cia.gov/library/publications/the-world-factbook/geos/za.html
Note on E158: ILO (2010:120-122), Statistical appendix table SA3. No data for Zambia, and Africa data is scarce, but decile ratios in this table (D9/D1 and D5/D1) suggest that 7 is a plausible value for this ratio.
Note on B162: andersonsc: For 2008 - latest data available.
Note on B171: Refers to extent of damage noted in Zambia Vulnerability Assessment Committee (ZVAC) (2010).
Note on B255: Gauff Ingenieure (2011c:2-9, Fig. 2-6)
Note on C256: Gauff Ingenieure (2011c:2-9, Fig. 2-6)
Note on G256: Gauff Ingenieure (2011d), Future Water Expansion Projects - Existing and Future Projects
Note on C274: Gauff Ingenieure (2011c:2-9, Fig. 2-6)
Note on G274: Gauff Ingenieure (2011d), Future Water Expansion Projects - Existing and Future Projects

## Time Savings
Time Savings Benefits (related to water supply) | [6 empty] | ERR Version: Last updated: 2/13/2014
(See lines 83ff for key to letter codes (a-e) for interventions)
ERR OVERVIEW
Compact Implementation
| Units | 2012 | 2013 | 2014 | 2015 | 2016 | 2017 | 2018 | 2019 | 2020 | 2021 | 2022 | 2023 | 2024 | 2025 | 2026 | 2027 | 2028 | 2029 | 2030 | 2031 | 2032 | 2033
|  | 0 | 1 | 2 | 3 | 4 | 5 | 6 | 7 | 8 | 9 | 10 | 11 | 12 | 13 | 14 | 15 | 16 | 17 | 18 | 19 | 20 | 21 | NPV
Total Income Gain from Time Savings | 2011 US$ (million) | 0 | 0 | 0 | 1.5678 | 8.053 | 19.8548 | 32.2951 | 34.9229 | 35.8764 | 36.8559 | 37.8622 | 38.8959 | 39.9579 | 41.0488 | 42.1696 | 43.3209 | 44.5036 | 45.7187 | 46.9669 | 48.2492 | 49.5666 | 50.9198 | 232.2844
Rehabilitation, of which | 2011 US$ (million) | 0 | 0 | 0 | 0.3402 | 1.7474 | 4.3084 | 7.0078 | 7.578 | 7.7849 | 7.9975 | 8.2158 | 8.4402 | 8.6706 | 8.9073 | 9.1505 | 9.4003 | 9.657 | 9.9206 | 10.1915 | 10.4698 | 10.7556 | 11.0493
b | 2011 US$ (million) | 0 | 0 | 0 | 0.13881 | 0.71298 | 1.7579 | 2.8593 | 3.0919 | 3.1763 | 3.2631 | 3.3522 | 3.4437 | 3.5377 | 3.6343 | 3.7335 | 3.8354 | 3.9402 | 4.0477 | 4.1583 | 4.2718 | 4.3884 | 4.5082
e | 2011 US$ (million) | 0 | 0 | 0 | 0.20139 | 1.0345 | 2.5505 | 4.1485 | 4.4861 | 4.6086 | 4.7344 | 4.8637 | 4.9965 | 5.1329 | 5.273 | 5.417 | 5.5649 | 5.7168 | 5.8729 | 6.0333 | 6.198 | 6.3672 | 6.541
Expansion, of which | 2011 US$ (million) | 0 | 0 | 0 | 1.2276 | 6.3055 | 15.5464 | 25.2873 | 27.3449 | 28.0915 | 28.8585 | 29.6464 | 30.4558 | 31.2873 | 32.1415 | 33.019 | 33.9205 | 34.8467 | 35.7981 | 36.7754 | 37.7795 | 38.811 | 39.8706
a | 2011 US$ (million) | 0 | 0 | 0 | 0.13688 | 0.70306 | 1.7334 | 2.8195 | 3.0489 | 3.1322 | 3.2177 | 3.3055 | 3.3958 | 3.4885 | 3.5838 | 3.6816 | 3.7821 | 3.8854 | 3.9915 | 4.1004 | 4.2124 | 4.3274 | 4.4455
c | 2011 US$ (million) | 0 | 0 | 0 | 1.0907 | 5.6025 | 13.813 | 22.4677 | 24.296 | 24.9593 | 25.6408 | 26.3408 | 27.06 | 27.7988 | 28.5578 | 29.3374 | 30.1384 | 30.9613 | 31.8066 | 32.675 | 33.5671 | 34.4836 | 35.425
d | 2011 US$ (million) | 0 | 0 | 0 | 0 | 0 | 0 | 0 | 0 | 0 | 0 | 0 | 0 | 0 | 0 | 0 | 0 | 0 | 0 | 0 | 0 | 0 | 0
129.2025
Benefits phasing (assume same as cost phasing, lagged by 1 year) | % | 0% | 0% | 0% | 5% | 20% | 35% | 35% | 5% | 0% | 0% | 0% | 0% | 0% | 0% | 0% | 0% | 0% | 0% | 0% | 0% | 0% | 0%
Benefits phasing, cumulative | % | 0% | 0% | 0% | 5% | 25% | 60% | 95% | 100% | 100% | 100% | 100% | 100% | 100% | 100% | 100% | 100% | 100% | 100% | 100% | 100% | 100% | 100%
ERR CALCULATIONS ((Benefits phasing not applied from this line & below)
Without Project Calculations
Total Number of Hours Spent Gathering Water |  | 67.9697 | 67.9697 | 67.9697 | 67.9697 | 67.9697 | 67.9697 | 67.9697 | 67.9697 | 67.9697 | 67.9697 | 67.9697 | 67.9697 | 67.9697 | 67.9697 | 67.9697 | 67.9697 | 67.9697 | 67.9697 | 67.9697 | 67.9697 | 67.9697 | 67.9697
Rehabilitation, of which | h (million) | 34.7881 | 34.7881 | 34.7881 | 34.7881 | 34.7881 | 34.7881 | 34.7881 | 34.7881 | 34.7881 | 34.7881 | 34.7881 | 34.7881 | 34.7881 | 34.7881 | 34.7881 | 34.7881 | 34.7881 | 34.7881 | 34.7881 | 34.7881 | 34.7881 | 34.7881
b | h (million) | 30.7342 | 30.7342 | 30.7342 | 30.7342 | 30.7342 | 30.7342 | 30.7342 | 30.7342 | 30.7342 | 30.7342 | 30.7342 | 30.7342 | 30.7342 | 30.7342 | 30.7342 | 30.7342 | 30.7342 | 30.7342 | 30.7342 | 30.7342 | 30.7342 | 30.7342
e | h (million) | 4.0539 | 4.0539 | 4.0539 | 4.0539 | 4.0539 | 4.0539 | 4.0539 | 4.0539 | 4.0539 | 4.0539 | 4.0539 | 4.0539 | 4.0539 | 4.0539 | 4.0539 | 4.0539 | 4.0539 | 4.0539 | 4.0539 | 4.0539 | 4.0539 | 4.0539
Expansion, of which | h (million) | 33.1817 | 33.1817 | 33.1817 | 33.1817 | 33.1817 | 33.1817 | 33.1817 | 33.1817 | 33.1817 | 33.1817 | 33.1817 | 33.1817 | 33.1817 | 33.1817 | 33.1817 | 33.1817 | 33.1817 | 33.1817 | 33.1817 | 33.1817 | 33.1817 | 33.1817
a | h (million) | 11.2267 | 11.2267 | 11.2267 | 11.2267 | 11.2267 | 11.2267 | 11.2267 | 11.2267 | 11.2267 | 11.2267 | 11.2267 | 11.2267 | 11.2267 | 11.2267 | 11.2267 | 11.2267 | 11.2267 | 11.2267 | 11.2267 | 11.2267 | 11.2267 | 11.2267
c | h (million) | 21.955 | 21.955 | 21.955 | 21.955 | 21.955 | 21.955 | 21.955 | 21.955 | 21.955 | 21.955 | 21.955 | 21.955 | 21.955 | 21.955 | 21.955 | 21.955 | 21.955 | 21.955 | 21.955 | 21.955 | 21.955 | 21.955
d | h (million) | 0 | 0 | 0 | 0 | 0 | 0 | 0 | 0 | 0 | 0 | 0 | 0 | 0 | 0 | 0 | 0 | 0 | 0 | 0 | 0 | 0 | 0
Hourly Value of Time (2011 US$/h) | 2011 US$/h | 0.91646 | 0.94148 | 0.96718 | 0.99359 | 1.0207 | 1.0486 | 1.0772 | 1.1066 | 1.1368 | 1.1679 | 1.1998 | 1.2325 | 1.2662 | 1.3007 | 1.3363 | 1.3727 | 1.4102 | 1.4487 | 1.4883 | 1.5289 | 1.5706 | 1.6135
Total Without Project Value of Time Spent Gathering Water |  | 62.2914 | 63.9921 | 65.7392 | 67.5341 | 69.3779 | 71.2721 | 73.218 | 75.217 | 77.2706 | 79.3803 | 81.5476 | 83.774 | 86.0612 | 88.4109 | 90.8247 | 93.3045 | 95.8519 | 98.4689 | 101.1573 | 103.9192 | 106.7564 | 109.6711
Rehabilitation, of which | 2011 US$ (million) | 31.8818 | 32.7522 | 33.6464 | 34.5651 | 35.5088 | 36.4783 | 37.4742 | 38.4973 | 39.5484 | 40.6282 | 41.7374 | 42.877 | 44.0476 | 45.2502 | 46.4856 | 47.7548 | 49.0586 | 50.3981 | 51.774 | 53.1876 | 54.6397 | 56.1315
b | 2011 US$ (million) | 28.1666 | 28.9356 | 29.7256 | 30.5372 | 31.3709 | 32.2274 | 33.1073 | 34.0112 | 34.9398 | 35.8938 | 36.8737 | 37.8805 | 38.9147 | 39.9772 | 41.0687 | 42.1899 | 43.3418 | 44.5251 | 45.7408 | 46.9896 | 48.2726 | 49.5905
e | 2011 US$ (million) | 3.7152 | 3.8166 | 3.9208 | 4.0279 | 4.1379 | 4.2508 | 4.3669 | 4.4861 | 4.6086 | 4.7344 | 4.8637 | 4.9965 | 5.1329 | 5.273 | 5.417 | 5.5649 | 5.7168 | 5.8729 | 6.0333 | 6.198 | 6.3672 | 6.541
Expansion, of which | 2011 US$ (million) | 30.4096 | 31.2399 | 32.0928 | 32.969 | 33.8691 | 34.7938 | 35.7438 | 36.7197 | 37.7222 | 38.7521 | 39.8101 | 40.8971 | 42.0136 | 43.1607 | 44.3391 | 45.5497 | 46.7933 | 48.0709 | 49.3833 | 50.7316 | 52.1167 | 53.5396
a | 2011 US$ (million) | 10.2888 | 10.5697 | 10.8582 | 11.1547 | 11.4593 | 11.7721 | 12.0935 | 12.4237 | 12.7629 | 13.1114 | 13.4693 | 13.8371 | 14.2149 | 14.603 | 15.0017 | 15.4112 | 15.832 | 16.2643 | 16.7083 | 17.1645 | 17.6331 | 18.1145
c | 2011 US$ (million) | 20.1208 | 20.6702 | 21.2345 | 21.8143 | 22.4099 | 23.0217 | 23.6503 | 24.296 | 24.9593 | 25.6408 | 26.3408 | 27.06 | 27.7988 | 28.5578 | 29.3374 | 30.1384 | 30.9613 | 31.8066 | 32.675 | 33.5671 | 34.4836 | 35.425
d | 2011 US$ (million) | 0 | 0 | 0 | 0 | 0 | 0 | 0 | 0 | 0 | 0 | 0 | 0 | 0 | 0 | 0 | 0 | 0 | 0 | 0 | 0 | 0 | 0
|  | 31.5581 | 31.5581 | 31.5581 | 31.5581 | 31.5581 | 31.5581 | 31.5581 | 31.5581
With Project Calculations |  | 2012 0: 0; Compact Implementation 2013 1: 0; Compact Implementation 2014 2: 67969719.3409; Compact Implementation 2015 3: 66391816.437; Compact Implementation 2016 4: 60080204.8215; Compact Implementation 2017 5: 49034884.4945; Compact Implementation 2018 6: 37989564.1675; Compact Implementation 2019 7: 36411661.2636
Total Number of Hours Spent Gathering Water |  | 36.4117 | 36.4117 | 36.4117 | 36.4117 | 36.4117 | 36.4117 | 36.4117 | 36.4117 | 36.4117 | 36.4117 | 36.4117 | 36.4117 | 36.4117 | 36.4117 | 36.4117 | 36.4117 | 36.4117 | 36.4117 | 36.4117 | 36.4117 | 36.4117 | 36.4117
Rehabilitation, of which | h (million) | 27.9402 | 27.9402 | 27.9402 | 27.9402 | 27.9402 | 27.9402 | 27.9402 | 27.9402 | 27.9402 | 27.9402 | 27.9402 | 27.9402 | 27.9402 | 27.9402 | 27.9402 | 27.9402 | 27.9402 | 27.9402 | 27.9402 | 27.9402 | 27.9402 | 27.9402
b | h (million) | 27.9402 | 27.9402 | 27.9402 | 27.9402 | 27.9402 | 27.9402 | 27.9402 | 27.9402 | 27.9402 | 27.9402 | 27.9402 | 27.9402 | 27.9402 | 27.9402 | 27.9402 | 27.9402 | 27.9402 | 27.9402 | 27.9402 | 27.9402 | 27.9402 | 27.9402
e | h (million) | 0 | 0 | 0 | 0 | 0 | 0 | 0 | 0 | 0 | 0 | 0 | 0 | 0 | 0 | 0 | 0 | 0 | 0 | 0 | 0 | 0 | 0
Expansion, of which | h (million) | 8.4715 | 8.4715 | 8.4715 | 8.4715 | 8.4715 | 8.4715 | 8.4715 | 8.4715 | 8.4715 | 8.4715 | 8.4715 | 8.4715 | 8.4715 | 8.4715 | 8.4715 | 8.4715 | 8.4715 | 8.4715 | 8.4715 | 8.4715 | 8.4715 | 8.4715
a | h (million) | 8.4715 | 8.4715 | 8.4715 | 8.4715 | 8.4715 | 8.4715 | 8.4715 | 8.4715 | 8.4715 | 8.4715 | 8.4715 | 8.4715 | 8.4715 | 8.4715 | 8.4715 | 8.4715 | 8.4715 | 8.4715 | 8.4715 | 8.4715 | 8.4715 | 8.4715
c | h (million) | 0 | 0 | 0 | 0 | 0 | 0 | 0 | 0 | 0 | 0 | 0 | 0 | 0 | 0 | 0 | 0 | 0 | 0 | 0 | 0 | 0 | 0
d | h (million) | 0 | 0 | 0 | 0 | 0 | 0 | 0 | 0 | 0 | 0 | 0 | 0 | 0 | 0 | 0 | 0 | 0 | 0 | 0 | 0 | 0 | 0
Hourly Value of Time | 2011 US$/h | 0.91646 | 0.94148 | 0.96718 | 0.99359 | 1.0207 | 1.0486 | 1.0772 | 1.1066 | 1.1368 | 1.1679 | 1.1998 | 1.2325 | 1.2662 | 1.3007 | 1.3363 | 1.3727 | 1.4102 | 1.4487 | 1.4883 | 1.5289 | 1.5706 | 1.6135
Total With Project Value of Time Spent Gathering Water |  | 33.3698 | 34.2808 | 35.2168 | 36.1783 | 37.166 | 38.1808 | 39.2232 | 40.2941 | 41.3942 | 42.5244 | 43.6854 | 44.8781 | 46.1034 | 47.3621 | 48.6552 | 49.9836 | 51.3483 | 52.7502 | 54.1904 | 55.6699 | 57.1899 | 58.7513
Rehabilitation, of which | 2011 US$ (million) | 25.606 | 26.3051 | 27.0233 | 27.7611 | 28.519 | 29.2977 | 30.0976 | 30.9193 | 31.7635 | 32.6307 | 33.5216 | 34.4368 | 35.377 | 36.3429 | 37.3351 | 38.3545 | 39.4016 | 40.4774 | 41.5825 | 42.7178 | 43.8841 | 45.0823
b | 2011 US$ (million) | 25.606 | 26.3051 | 27.0233 | 27.7611 | 28.519 | 29.2977 | 30.0976 | 30.9193 | 31.7635 | 32.6307 | 33.5216 | 34.4368 | 35.377 | 36.3429 | 37.3351 | 38.3545 | 39.4016 | 40.4774 | 41.5825 | 42.7178 | 43.8841 | 45.0823
e | 2011 US$ (million) | 0 | 0 | 0 | 0 | 0 | 0 | 0 | 0 | 0 | 0 | 0 | 0 | 0 | 0 | 0 | 0 | 0 | 0 | 0 | 0 | 0 | 0
Expansion, of which | 2011 US$ (million) | 7.7638 | 7.9757 | 8.1935 | 8.4172 | 8.647 | 8.8831 | 9.1256 | 9.3748 | 9.6307 | 9.8937 | 10.1638 | 10.4413 | 10.7264 | 11.0192 | 11.3201 | 11.6291 | 11.9466 | 12.2728 | 12.6079 | 12.9521 | 13.3057 | 13.669
a | 2011 US$ (million) | 7.7638 | 7.9757 | 8.1935 | 8.4172 | 8.647 | 8.8831 | 9.1256 | 9.3748 | 9.6307 | 9.8937 | 10.1638 | 10.4413 | 10.7264 | 11.0192 | 11.3201 | 11.6291 | 11.9466 | 12.2728 | 12.6079 | 12.9521 | 13.3057 | 13.669
c | 2011 US$ (million) | 0 | 0 | 0 | 0 | 0 | 0 | 0 | 0 | 0 | 0 | 0 | 0 | 0 | 0 | 0 | 0 | 0 | 0 | 0 | 0 | 0 | 0
d | 2011 US$ (million) | 0 | 0 | 0 | 0 | 0 | 0 | 0 | 0 | 0 | 0 | 0 | 0 | 0 | 0 | 0 | 0 | 0 | 0 | 0 | 0 | 0 | 0
Parameter | Units | 2012 0: Value; Compact Implementation 2013 1: Notes
Urban wages of female paid employees, 2008 labor survey: | 1285994
Exchange rate: | 4238.9003
Opportunity cost of time from health worksheet: | 2012 US$/h | 2012 0: 1.0628; Compact Implementation 2013 1: Assumes 24 working days per month (5.5-day weeks) and 8h/working day; Compact Implementation 2019 7: 1.0111
Unemployment rate for women, Urban Lusaka (2008 Labor Survey) | % | 2012 0: 42%; Compact Implementation 2013 1: MCC estimate based on World Bank (2006:67); Compact Implementation 2019 7: 0.92157
Opportunity cost per hour spent gathering water | 2011 US$/h | 2012 0: 0.91646; Compact Implementation 2013 1: Alternate measures:; Compact Implementation 2014 2: Old:; Compact Implementation 2015 3: Urban wages of female paid employees*Unemployment:; Compact Implementation 2016 4: Wage*(Difference between average and female unemployment); Compact Implementation 2018 6: Delta % =; Compact Implementation 2019 7: -8.856%
|  |  |  | 0.404 | 0.91646 | 0.98842
Average number of 20-liter containers fetched/HH/d | containers/HH/d | 2012 0: 4.93; Compact Implementation 2013 1: World Bank (2006:69)
Number of 20-liter containers carried per person for a HH | containers/person | 2012 0: 2; Compact Implementation 2013 1: MCC assumption
Average round trip travel time to water source, WOP | min | 2012 0: 51.4; Compact Implementation 2013 1: World Bank (2006:69, Table 8); Compact Implementation 2016 4: 100%; Compact Implementation 2017 5: Sensitivity parameter; Compact Implementation 2019 7: 51.4
Average round trip travel time to water source, WP | min | 2012 0: 30; Compact Implementation 2013 1: World Bank (2006:69); Compact Implementation 2019 7: 37.5726
Average time to fill a 20-liter container | min | 2012 0: 35.8; Compact Implementation 2013 1: World Bank (2006:69, Table 8); Compact Implementation 2018 6: Delta % =; Compact Implementation 2019 7: -26.9%
Average time spent fetching water/HH/y, WOP | h/HH/y | 2012 0: 1307.6003; Compact Implementation 2013 1: Assume that this corresponds to "No service (WOP)"
Average time spent fetching water/HH/y, WP | h/HH/y | 2012 0: 986.6984; Compact Implementation 2013 1: Assume that this corresponds to "Kiosk connection (WP)"
Interpolations/estimations from above
Average time spent fetching water/HH/y, WOP | h/HH/y | 2012 0: 1085.3683; Compact Implementation 2013 1: Assumed for "Kiosk connection (WOP)"
Average time spent fetching water/HH/y, WOP | h/HH/y | 2012 0: 98.6698; Compact Implementation 2013 1: Assumed for "Household connection (WOP)"
Average time spent fetching water/HH/y, WP | h/HH/y | 2012 0: 0; Compact Implementation 2013 1: Assumed for "Household connection (WP)"
For each subproject, consider impact on people's level of service:
For NRW (base NRW analysis on Ls3 below): | bar: 2012 0 to Compact Implementation 2013 1
Key: | WOP | Compact Implementation 2013 1: WP; Compact Implementation 2017 5: All Interventions; Compact Implementation 2018 6: Rehabilitation Interventions; Compact Implementation 2019 7: Expansion Interventions
No service | N | bar: Compact Implementation 2017 5 to Compact Implementation 2019 7
| 0 | Compact Implementation 2014 2: a =; Compact Implementation 2015 3: 0; Compact Implementation 2016 4: Expansion; Compact Implementation 2017 5: 0%; Compact Implementation 2019 7: 0%
|  |  |  | b = | 0 | Rehabilitation | 0% | 0%
Kiosk connections | K | Compact Implementation 2013 1: K; Compact Implementation 2014 2: c =; Compact Implementation 2015 3: 0; Compact Implementation 2016 4: Expansion; Compact Implementation 2017 5: 0%; Compact Implementation 2019 7: 0%
| 0 | Compact Implementation 2013 1: 0; Compact Implementation 2014 2: d =; Compact Implementation 2015 3: 0; Compact Implementation 2016 4: Expansion; Compact Implementation 2017 5: 0%; Compact Implementation 2019 7: 0%
|  |  |  | e = | 0 | Rehabilitation | 0% | 0%
Household connections | HH | Compact Implementation 2013 1: HH; Compact Implementation 2014 2: Sum =; Compact Implementation 2015 3: 0; Compact Implementation 2017 5: 0%; Compact Implementation 2018 6: NA; Compact Implementation 2019 7: 0%
| 0 | Compact Implementation 2013 1: 0; Compact Implementation 2017 5: 0; Compact Implementation 2018 6: 0; Compact Implementation 2019 7: 0
[5 empty] | "Transition probabilities" | WP
[6 empty] | N | K | HH | Sum
|  |  |  | WOP | N | 0% | 0% | 0% | 0%
[5 empty] | K | NA | NA | NA | 0%
[5 empty] | HH | NA | NA | NA | 0%
[7 empty] | a | c
[7 empty] | b | d
e
For Ls3:
Key: | WOP | Compact Implementation 2013 1: WP; Compact Implementation 2017 5: All Interventions; Compact Implementation 2018 6: Rehabilitation Interventions; Compact Implementation 2019 7: Expansion Interventions
No service | N | bar: Compact Implementation 2017 5 to Compact Implementation 2019 7
| 116352.0156 | Compact Implementation 2014 2: a =; Compact Implementation 2015 3: 29622.665; Compact Implementation 2016 4: Expansion; Compact Implementation 2017 5: 11.84%; Compact Implementation 2019 7: 25.46%
|  |  |  | b = | 25406.535 | Rehabilitation | 10.16% | 19%
Kiosk connections | K | Compact Implementation 2013 1: K; Compact Implementation 2014 2: c =; Compact Implementation 2015 3: 86729.3506; Compact Implementation 2016 4: Expansion; Compact Implementation 2017 5: 34.68%; Compact Implementation 2019 7: 74.54%
| 25406.535 | Compact Implementation 2013 1: 55029.2001; Compact Implementation 2014 2: d =; Compact Implementation 2015 3: 0; Compact Implementation 2016 4: Expansion; Compact Implementation 2017 5: 0%; Compact Implementation 2019 7: 0%
|  |  |  | e = | 108343.732 | Rehabilitation | 43.32% | 81%
Household connections | HH | Compact Implementation 2013 1: HH; Compact Implementation 2014 2: Sum =; Compact Implementation 2015 3: 250102.2826; Compact Implementation 2017 5: 100%; Compact Implementation 2018 6: 100%; Compact Implementation 2019 7: 100%
| 108343.732 | Compact Implementation 2013 1: 195073.0825; Compact Implementation 2017 5: 250102.2826; Compact Implementation 2018 6: 133750.267; Compact Implementation 2019 7: 116352.0156
[5 empty] | "Transition probabilities" | WP
[6 empty] | N | K | HH | Sum
|  |  |  | WOP | N | 0% | 25.46% | 74.54% | 100%
[5 empty] | K | 0% | 100% | 0% | 100%
[5 empty] | HH | 0% | 0% | 100% | 100%
[7 empty] | a | c
[7 empty] | b | d
e
For Ls6:
Key: | WOP | Compact Implementation 2013 1: WP; Compact Implementation 2017 5: All Interventions; Compact Implementation 2018 6: Rehabilitation Interventions; Compact Implementation 2019 7: Expansion Interventions
No service | N | bar: Compact Implementation 2017 5 to Compact Implementation 2019 7
| 114360.2694 | Compact Implementation 2014 2: a =; Compact Implementation 2015 3: 55465.6915; Compact Implementation 2016 4: Expansion; Compact Implementation 2017 5: 10.72%; Compact Implementation 2019 7: 48.5%
|  |  |  | b = | 185173.8818 | Rehabilitation | 35.8% | 45.97%
Kiosk connections | K | Compact Implementation 2013 1: K; Compact Implementation 2014 2: c =; Compact Implementation 2015 3: 58894.5779; Compact Implementation 2016 4: Expansion; Compact Implementation 2017 5: 11.39%; Compact Implementation 2019 7: 51.5%
| 185173.8818 | Compact Implementation 2013 1: 240639.5732; Compact Implementation 2014 2: d =; Compact Implementation 2015 3: 0; Compact Implementation 2016 4: Expansion; Compact Implementation 2017 5: 0%; Compact Implementation 2019 7: 0%
|  |  |  | e = | 217676.789 | Rehabilitation | 42.09% | 54.03%
Household connections | HH | Compact Implementation 2013 1: HH; Compact Implementation 2014 2: Sum =; Compact Implementation 2015 3: 517210.9401; Compact Implementation 2017 5: 100%; Compact Implementation 2018 6: 100%; Compact Implementation 2019 7: 100%
| 217676.789 | Compact Implementation 2013 1: 276571.3669; Compact Implementation 2017 5: 517210.9401; Compact Implementation 2018 6: 402850.6707; Compact Implementation 2019 7: 114360.2694
[5 empty] | "Transition probabilities" | WP
[6 empty] | N | K | HH | Sum
|  |  |  | WOP | N | 0% | 48.5% | 51.5% | 100%
[5 empty] | K | 0% | 100% | 0% | 100%
[5 empty] | HH | 0% | 0% | 100% | 100%
[7 empty] | a | c
[7 empty] | b | d
e
For each subproject, consider impact on people's level of service:
For Ls2:
Key: | WOP | Compact Implementation 2013 1: WP; Compact Implementation 2017 5: All Interventions; Compact Implementation 2018 6: Rehabilitation Interventions; Compact Implementation 2019 7: Expansion Interventions
No service | N | bar: Compact Implementation 2017 5 to Compact Implementation 2019 7
| 35903.7207 | Compact Implementation 2014 2: a =; Compact Implementation 2015 3: 21891.3428; Compact Implementation 2016 4: Expansion; Compact Implementation 2017 5: 6.872%; Compact Implementation 2019 7: 60.97%
|  |  |  | b = | 144494.2525 | Rehabilitation | 45.36% | 51.12%
Kiosk connections | K | Compact Implementation 2013 1: K; Compact Implementation 2014 2: c =; Compact Implementation 2015 3: 14012.378; Compact Implementation 2016 4: Expansion; Compact Implementation 2017 5: 4.399%; Compact Implementation 2019 7: 39.03%
| 144494.2525 | Compact Implementation 2013 1: 166385.5953; Compact Implementation 2014 2: d =; Compact Implementation 2015 3: 0; Compact Implementation 2016 4: Expansion; Compact Implementation 2017 5: 0%; Compact Implementation 2019 7: 0%
|  |  |  | e = | 138167.3003 | Rehabilitation | 43.37% | 48.88%
Household connections | HH | Compact Implementation 2013 1: HH; Compact Implementation 2014 2: Sum =; Compact Implementation 2015 3: 318565.2736; Compact Implementation 2017 5: 100%; Compact Implementation 2018 6: 100%; Compact Implementation 2019 7: 100%
| 138167.3003 | Compact Implementation 2013 1: 152179.6783; Compact Implementation 2017 5: 318565.2736; Compact Implementation 2018 6: 282661.5529; Compact Implementation 2019 7: 35903.7207
[5 empty] | "Transition probabilities" | WP
[6 empty] | N | K | HH | Sum
|  |  |  | WOP | N | 0% | 60.97% | 39.03% | 100%
[5 empty] | K | 0% | 100% | 0% | 100%
[5 empty] | HH | 0% | 0% | 100% | 100%
[7 empty] | a | c
[7 empty] | b | d
e
The "flows" a - e above denote numbers of people who either
- have their level of service improved, or
- have their water supply system rehabilitated (holding level of service constant).
Given projects selected in "Switchboard" on wks "Benefit attribution," numbers of beneficiaries by type of intervention are as follows:
[10 empty] | Total | Incremental | Incremental
Beneficiaries (people), 2010 |  | 2012 0: Core; Compact Implementation 2014 2: Priority I; Compact Implementation 2016 4: Priority II; Compact Implementation 2018 6: Priority III*; Compact Implementation 2020 8: beneficiaries; Compact Implementation 2021 9: consumption; Compact Implementation 2022 10: consumption
|  | NRW |  | Ls3 |  | Ls6 |  | Ls2 |  | (# people) | (l/person/day) | (m3/y)
Rehabilitation, of which | people | 2012 0: 0; Compact Implementation 2014 2: 133750; Compact Implementation 2016 4: 0; Compact Implementation 2018 6: 282662; Compact Implementation 2020 8: 416412
b | people | 2012 0: 0; Compact Implementation 2014 2: 25406.4843; Compact Implementation 2016 4: 0; Compact Implementation 2018 6: 144494.4811; Compact Implementation 2020 8: 169900.9654; Compact Implementation 2021 9: 4.1083; Compact Implementation 2022 10: 254773.5769
e | people | 2012 0: 0; Compact Implementation 2014 2: 108343.5157; Compact Implementation 2016 4: 0; Compact Implementation 2018 6: 138167.5189; Compact Implementation 2020 8: 246511.0346; Compact Implementation 2021 9: 4.1083; Compact Implementation 2022 10: 369653.5676
Expansion, of which | people | 2012 0: 0; Compact Implementation 2014 2: 116352; Compact Implementation 2016 4: 0; Compact Implementation 2018 6: 35904; Compact Implementation 2020 8: 152256
a | people | 2012 0: 0; Compact Implementation 2014 2: 29622.661; Compact Implementation 2016 4: 0; Compact Implementation 2018 6: 21891.513; Compact Implementation 2020 8: 51514.1741; Compact Implementation 2021 9: 16.4333; Compact Implementation 2022 10: 308990.6018
c | people | 2012 0: 0; Compact Implementation 2014 2: 86729.339; Compact Implementation 2016 4: 0; Compact Implementation 2018 6: 14012.487; Compact Implementation 2020 8: 100741.8259; Compact Implementation 2021 9: 16.4333; Compact Implementation 2022 10: 604266.2622
d | people | 2012 0: 0; Compact Implementation 2014 2: 0; Compact Implementation 2016 4: 0; Compact Implementation 2018 6: 0; Compact Implementation 2020 8: 0; Compact Implementation 2021 9: 16.4333; Compact Implementation 2022 10: 0
[10 empty] | 16790.3043 |  | 1537684.0085
[10 empty] | 64.3927 | 26.3927
Average HH size | people/HH | 2012 0: 6; Compact Implementation 2013 1: Source: FS consultants
| Year | 2012 | 2013 | 2014 | 2015 | 2016 | 2017 | 2018 | 2019 | 2020 | 2021 | 2022 | 2023 | 2024 | 2025 | 2026 | 2027 | 2028 | 2029 | 2030 | 2031 | 2032 | 2033
Annual rate of growth of beneficiary group | % | bar: 6 2012 to Source: FS consultants 2033
Growth in density rather than on the extensive margin is likely to be the overwhelming effect, since these growth rates were projected based on the historical record specifically for the Lusaka PUAs.
Opportunity cost per hour spent gathering water, trended at growth in real GDP per capita | 2011 US$/h | 0.91646 | 0.94148 | 0.96718 | 0.99359 | 1.0207 | 1.0486 | 1.0772 | 1.1066 | 1.1368 | 1.1679 | 1.1998 | 1.2325 | 1.2662 | 1.3007 | 1.3363 | 1.3727 | 1.4102 | 1.4487 | 1.4883 | 1.5289 | 1.5706 | 1.6135
Total no. of beneficiary HH by specific types of intervention, of which | HH | 94778 | 94778 | 94778 | 94778 | 94778 | 94778 | 94778 | 94778 | 94778 | 94778 | 94778 | 94778 | 94778 | 94778 | 94778 | 94778 | 94778 | 94778 | 94778 | 94778 | 94778 | 94778
Rehabilitation, of which | HH | 69402 | 69402 | 69402 | 69402 | 69402 | 69402 | 69402 | 69402 | 69402 | 69402 | 69402 | 69402 | 69402 | 69402 | 69402 | 69402 | 69402 | 69402 | 69402 | 69402 | 69402 | 69402
b | HH | 28316.8276 | 28316.8276 | 28316.8276 | 28316.8276 | 28316.8276 | 28316.8276 | 28316.8276 | 28316.8276 | 28316.8276 | 28316.8276 | 28316.8276 | 28316.8276 | 28316.8276 | 28316.8276 | 28316.8276 | 28316.8276 | 28316.8276 | 28316.8276 | 28316.8276 | 28316.8276 | 28316.8276 | 28316.8276
e | HH | 41085.1724 | 41085.1724 | 41085.1724 | 41085.1724 | 41085.1724 | 41085.1724 | 41085.1724 | 41085.1724 | 41085.1724 | 41085.1724 | 41085.1724 | 41085.1724 | 41085.1724 | 41085.1724 | 41085.1724 | 41085.1724 | 41085.1724 | 41085.1724 | 41085.1724 | 41085.1724 | 41085.1724 | 41085.1724
Expansion, of which | HH | 25376 | 25376 | 25376 | 25376 | 25376 | 25376 | 25376 | 25376 | 25376 | 25376 | 25376 | 25376 | 25376 | 25376 | 25376 | 25376 | 25376 | 25376 | 25376 | 25376 | 25376 | 25376
a | HH | 8585.6957 | 8585.6957 | 8585.6957 | 8585.6957 | 8585.6957 | 8585.6957 | 8585.6957 | 8585.6957 | 8585.6957 | 8585.6957 | 8585.6957 | 8585.6957 | 8585.6957 | 8585.6957 | 8585.6957 | 8585.6957 | 8585.6957 | 8585.6957 | 8585.6957 | 8585.6957 | 8585.6957 | 8585.6957
c | HH | 16790.3043 | 16790.3043 | 16790.3043 | 16790.3043 | 16790.3043 | 16790.3043 | 16790.3043 | 16790.3043 | 16790.3043 | 16790.3043 | 16790.3043 | 16790.3043 | 16790.3043 | 16790.3043 | 16790.3043 | 16790.3043 | 16790.3043 | 16790.3043 | 16790.3043 | 16790.3043 | 16790.3043 | 16790.3043
d | HH | 0 | 0 | 0 | 0 | 0 | 0 | 0 | 0 | 0 | 0 | 0 | 0 | 0 | 0 | 0 | 0 | 0 | 0 | 0 | 0 | 0 | 0
LS2 | 27
LS3 | 37
LS6 | 69
| 133 | 6 2012: 0; Source: FS consultants 2013: 0; Source: FS consultants 2014: 0; Source: FS consultants 2015: 6.65; Source: FS consultants 2016: 33.25; Source: FS consultants 2017: 79.8; Source: FS consultants 2018: 126.35; Source: FS consultants 2019: 133
# of new hh connections:
|  | Households | Time per household, WOP | Time per household WP
Rehabilitation, of which
b | HH | 6 2012: 28316.8276; Source: FS consultants 2013: 1085.3683; Source: FS consultants 2014: 986.6984
e | HH | 6 2012: 41085.1724; Source: FS consultants 2013: 98.6698; Source: FS consultants 2014: 0
Expansion, of which
a | HH | 6 2012: 8585.6957; Source: FS consultants 2013: 1307.6003; Source: FS consultants 2014: 986.6984
c | HH | 6 2012: 16790.3043; Source: FS consultants 2013: 1307.6003; Source: FS consultants 2014: 0
d | HH | 6 2012: 0; Source: FS consultants 2013: 1085.3683; Source: FS consultants 2014: 0
|  | 94778 | 717.1466 | 384.1784
Baseline hours spent fetching water: | 717.1466 | 6 2012: h/HH/y
Target hours spent fetching water: | 384.1784 | 6 2012: h/HH/y
Access to water:
HH with no service before project (a+c): | 25376
Percent of total: | 26.77%
Target: | 0
Number of HH connections:
Before project (e): | 41085.1724
After project (c+d+e): | 57875.4767
| 16790.3043 | 6 2012: 41085.1724; Source: FS consultants 2013: 41924.6876; Source: FS consultants 2014: 45282.7485; Source: FS consultants 2015: 51159.355; Source: FS consultants 2016: 57035.9615; Source: FS consultants 2017: 57875.4767
|  | 0 | 0.05 | 0.25 | 0.6 | 0.95 | 1
Beneficiaries : |  | 6 2012: 246511.0346; Source: FS consultants 2013: 251548.1259; Source: FS consultants 2014: 271696.491; Source: FS consultants 2015: 306956.1301; Source: FS consultants 2016: 342215.7692; Source: FS consultants 2017: 347252.8605
Water consumption m3/HH/year: |  | 6 2012: 353.3917; Source: FS consultants 2013: 353.3917; Source: FS consultants 2014: 392.4686; Source: FS consultants 2015: 437.5124; Source: FS consultants 2016: 499.9048; Source: FS consultants 2017: 544.9369
Water consumption liters/HH/day: |  | 6 2012: 968.1963; Source: FS consultants 2013: 968.1963; Source: FS consultants 2014: 1075.2565; Source: FS consultants 2015: 1198.6642; Source: FS consultants 2016: 1369.6022; Source: FS consultants 2017: 1492.9777
Total number of beneficiaries served:
860000
Implied # of hhs:
143333.3333
Approx consumption per hh in litres per day:
200
Approx consumption per hh in litres per year:
73000
Total consumption per year, litres:
10463333333.3333
Total consumption per year, cubic meters:
10463333.3333
a
b
c
d
e
a
b
c
d
e
a
b
c
d
e
a
b
c
d
e
Note on B17: This gives the % of "steady-state" benefits that begin to accrue in the given year.
Note on B76: Assume that this is unchanged from WOP to WP, but if pressure, reliability, etc. increase, this may decrease WP.
Note on D80: Assume that low pressure and unreliability creates waiting time compared to well-functioning kiosks (WP) (increment of 10%).
Note on D81: Assume that low pressure and unreliability may create some waiting time even within HHs (assume 10% of kiosk WP waiting time).
Note on M175: Estimated at 25% of incremental consumption by those with new connections.
Note on M178: Assumes 20-liter containers, as given above.
Note on B190: See diagrams above. Trended over time.

## NRW
Non-Revenue Water (NRW) Benefits |  |  |  | ERR Version: Last updated: 2/13/2014
ERR OVERVIEW
(US$ 000,000) |  |  | Compact Implementation
|  | 2012 | 2013 | 2014 | 2015 | 2016 | 2017 | 2018 | 2019 | 2020 | 2021 | 2022 | 2023 | 2024 | 2025 | 2026 | 2027 | 2028 | 2029 | 2030 | 2031 | 2032
|  | 0 | 1 | 2 | 3 | 4 | 5 | 6 | 7 | 8 | 9 | 10 | 11 | 12 | 13 | 14 | 15 | 16 | 17 | 18 | 19 | 20 | NPV
Total Income Gain from NRW loss reduction | 2011 US$ (million) | 0 | 0 | 2.1445 | 4.641 | 8.3218 | 10.6397 | 10.6023 | 10.6023 | 10.6023 | 10.6023 | 10.6023 | 10.6023 | 10.6023 | 10.6023 | 10.6023 | 10.6023 | 10.6023 | 10.6023 | 10.6023 | 10.6023 | 10.6023 | 67.6218
ERR CALCULATIONS
Savings to Utility from Reduction in Non-revenue Water Losses
Without Project Calculations
Total Into Distribution System | m3/y | 97409240.7901 | 97409240.7901 | 97409240.7901 | 97409240.7901 | 97409240.7901 | 97409240.7901 | 97409240.7901 | 97409240.7901 | 97409240.7901 | 97409240.7901 | 97409240.7901 | 97409240.7901 | 97409240.7901 | 97409240.7901 | 97409240.7901 | 97409240.7901 | 97409240.7901 | 97409240.7901 | 97409240.7901 | 97409240.7901 | 97409240.7901
Total losses in Distribution System, of which | % | 48% | 48% | 48% | 48% | 48% | 48% | 48% | 48% | 48% | 48% | 48% | 48% | 48% | 48% | 48% | 48% | 48% | 48% | 48% | 48% | 48%
Physical losses | % | 38.4% | 38.4% | 38.4% | 38.4% | 38.4% | 38.4% | 38.4% | 38.4% | 38.4% | 38.4% | 38.4% | 38.4% | 38.4% | 38.4% | 38.4% | 38.4% | 38.4% | 38.4% | 38.4% | 38.4% | 38.4%
Non-physical losses (e.g., non-payment, theft) | % | 9.6% | 9.6% | 9.6% | 9.6% | 9.6% | 9.6% | 9.6% | 9.6% | 9.6% | 9.6% | 9.6% | 9.6% | 9.6% | 9.6% | 9.6% | 9.6% | 9.6% | 9.6% | 9.6% | 9.6% | 9.6%
Total losses in Distribution System, of which | m3/y | 46756435.5792 | 46756435.5792 | 46756435.5792 | 46756435.5792 | 46756435.5792 | 46756435.5792 | 46756435.5792 | 46756435.5792 | 46756435.5792 | 46756435.5792 | 46756435.5792 | 46756435.5792 | 46756435.5792 | 46756435.5792 | 46756435.5792 | 46756435.5792 | 46756435.5792 | 46756435.5792 | 46756435.5792 | 46756435.5792 | 46756435.5792
Physical losses | m3/y | 37405148.4634 | 37405148.4634 | 37405148.4634 | 37405148.4634 | 37405148.4634 | 37405148.4634 | 37405148.4634 | 37405148.4634 | 37405148.4634 | 37405148.4634 | 37405148.4634 | 37405148.4634 | 37405148.4634 | 37405148.4634 | 37405148.4634 | 37405148.4634 | 37405148.4634 | 37405148.4634 | 37405148.4634 | 37405148.4634 | 37405148.4634
Non-physical losses (e.g., non-payment, theft) | m3/y | 9351287.1158 | 9351287.1158 | 9351287.1158 | 9351287.1158 | 9351287.1158 | 9351287.1158 | 9351287.1158 | 9351287.1158 | 9351287.1158 | 9351287.1158 | 9351287.1158 | 9351287.1158 | 9351287.1158 | 9351287.1158 | 9351287.1158 | 9351287.1158 | 9351287.1158 | 9351287.1158 | 9351287.1158 | 9351287.1158 | 9351287.1158
Total Available for supply to customers (accounting for physical losses) | m3/y | 60004092.3267 | 60004092.3267 | 60004092.3267 | 60004092.3267 | 60004092.3267 | 60004092.3267 | 60004092.3267 | 60004092.3267 | 60004092.3267 | 60004092.3267 | 60004092.3267 | 60004092.3267 | 60004092.3267 | 60004092.3267 | 60004092.3267 | 60004092.3267 | 60004092.3267 | 60004092.3267 | 60004092.3267 | 60004092.3267 | 60004092.3267
Total Available for supply to customers (accounting for total losses) | m3/y | 50652805.2109 | 50652805.2109 | 50652805.2109 | 50652805.2109 | 50652805.2109 | 50652805.2109 | 50652805.2109 | 50652805.2109 | 50652805.2109 | 50652805.2109 | 50652805.2109 | 50652805.2109 | 50652805.2109 | 50652805.2109 | 50652805.2109 | 50652805.2109 | 50652805.2109 | 50652805.2109 | 50652805.2109 | 50652805.2109 | 50652805.2109
With Project Calculations
Total Into Distribution System | m3/y | 97409240.7901 | 97409240.7901 | 97409240.7901 | 98756090.7901 | 103470065.7901 | 104143490.7901 | 104143490.7901 | 104143490.7901 | 104143490.7901 | 104143490.7901 | 104143490.7901 | 104143490.7901 | 104143490.7901 | 104143490.7901 | 104143490.7901 | 104143490.7901 | 104143490.7901 | 104143490.7901 | 104143490.7901 | 104143490.7901 | 104143490.7901
Total losses in Distribution System, of which | % | 48% | 48% | 42.25% | 36.5% | 30.75% | 25% | 25% | 25% | 25% | 25% | 25% | 25% | 25% | 25% | 25% | 25% | 25% | 25% | 25% | 25% | 25%
Physical losses | % | 38.4% | 38.4% | 33.8% | 29.2% | 24.6% | 20% | 20% | 20% | 20% | 20% | 20% | 20% | 20% | 20% | 20% | 20% | 20% | 20% | 20% | 20% | 20%
Non-physical losses (e.g., non-payment, theft) | % | 9.6% | 9.6% | 8.45% | 7.3% | 6.15% | 5% | 5% | 5% | 5% | 5% | 5% | 5% | 5% | 5% | 5% | 5% | 5% | 5% | 5% | 5% | 5%
Total losses in Distribution System, of which | m3/y | 46756435.5792 | 46756435.5792 | 41155404.2338 | 36045973.1384 | 31817045.2305 | 26035872.6975 | 26035872.6975 | 26035872.6975 | 26035872.6975 | 26035872.6975 | 26035872.6975 | 26035872.6975 | 26035872.6975 | 26035872.6975 | 26035872.6975 | 26035872.6975 | 26035872.6975 | 26035872.6975 | 26035872.6975 | 26035872.6975 | 26035872.6975
Physical losses | m3/y | 37405148.4634 | 37405148.4634 | 32924323.3871 | 28836778.5107 | 25453636.1844 | 20828698.158 | 20828698.158 | 20828698.158 | 20828698.158 | 20828698.158 | 20828698.158 | 20828698.158 | 20828698.158 | 20828698.158 | 20828698.158 | 20828698.158 | 20828698.158 | 20828698.158 | 20828698.158 | 20828698.158 | 20828698.158
Non-physical losses (e.g., non-payment, theft) | m3/y | 9351287.1158 | 9351287.1158 | 8231080.8468 | 7209194.6277 | 6363409.0461 | 5207174.5395 | 5207174.5395 | 5207174.5395 | 5207174.5395 | 5207174.5395 | 5207174.5395 | 5207174.5395 | 5207174.5395 | 5207174.5395 | 5207174.5395 | 5207174.5395 | 5207174.5395 | 5207174.5395 | 5207174.5395 | 5207174.5395 | 5207174.5395
Total Available for supply to customers (accounting for physical losses) | m3/y | 60004092.3267 | 60004092.3267 | 64484917.403 | 69919312.2794 | 78016429.6057 | 83314792.6321 | 83314792.6321 | 83314792.6321 | 83314792.6321 | 83314792.6321 | 83314792.6321 | 83314792.6321 | 83314792.6321 | 83314792.6321 | 83314792.6321 | 83314792.6321 | 83314792.6321 | 83314792.6321 | 83314792.6321 | 83314792.6321 | 83314792.6321
Total Available for supply to customers (accounting for total losses) | m3/y | 50652805.2109 | 50652805.2109 | 56253836.5563 | 62710117.6517 | 71653020.5596 | 78107618.0926 | 78107618.0926 | 78107618.0926 | 78107618.0926 | 78107618.0926 | 78107618.0926 | 78107618.0926 | 78107618.0926 | 78107618.0926 | 78107618.0926 | 78107618.0926 | 78107618.0926 | 78107618.0926 | 78107618.0926 | 78107618.0926 | 78107618.0926
Incremental water consumption accounted for in time and health benefits | m3/y | 0 | 0 | 76884.2004 | 384421.0021 | 922610.4051 | 1460799.8081 | 1537684.0085 | 1537684.0085 | 1537684.0085 | 1537684.0085 | 1537684.0085 | 1537684.0085 | 1537684.0085 | 1537684.0085 | 1537684.0085 | 1537684.0085 | 1537684.0085 | 1537684.0085 | 1537684.0085 | 1537684.0085 | 1537684.0085
[9 empty] | 100% | Sensitivity parameter
Parameters | Unit | 2012 0: Values; Compact Implementation 2013 1: Notes; Compact Implementation 2021 9: 25%
Fraction of NRW expected to be non-physical losses | % | 2012 0: 20%; Compact Implementation 2013 1: These are theft, and authorized but unpaid consumption. Assumed constant over time. Conservative estimate based on Water Supply Investment Master Plan, Ch. 7.; Compact Implementation 2021 9: 29.83%
Total served with household connections, WP | # of people | 2012 0: 542325.8434; Compact Implementation 2013 1: For simplicity, assumed constant with investment scenario.; Compact Implementation 2020 8: Delta % =; Compact Implementation 2021 9: 19.33%
Total served with kiosk connections, WP | # of people | 2012 0: 462054.3686; Compact Implementation 2013 1: For simplicity, assumed constant with investment scenario.
Average variable cost of water production | 2011 US$/m3 | 2012 0: 0.25; Compact Implementation 2013 1: From Gail Chambers, personal conversation, 10/13/11. Can derive from LWSC financial statements
Price as invoiced, domestic metered consumption (HH connections) | 2009 ZMK/m3 | 2012 0: 2126.9626; Compact Implementation 2013 1: Low-cost, incl. peri-urban. JBG Gauff Ingenieure (2011:5-24), Table 5-26.
Price as invoiced, domestic unmetered consumption (kiosks) | 2009 ZMK/m3 | 2012 0: 1970.635; Compact Implementation 2013 1: Low-cost, incl. peri-urban. JBG Gauff Ingenieure (2011:5-24), Table 5-26.; Compact Implementation 2014 2: 100%; Compact Implementation 2015 3: Sensitivity parameter
Price as invoiced, domestic metered consumption (HH connections) | 2011 US$/m3 | 2012 0: 0.50399; Compact Implementation 2016 4: 48.82%
Price as invoiced, domestic unmetered consumption (kiosks) | 2011 US$/m3 | 2012 0: 0.46695; Compact Implementation 2016 4: 39.93%
Price as invoiced, weighted average | 2011 US$/m3 | 2012 0: 0.48695; Compact Implementation 2015 3: Delta % =; Compact Implementation 2016 4: -18.21%
Note on B25: Includes supply subject to theft & nonpayment, unlike line below.
Note on B39: Includes supply subject to theft & nonpayment, unlike line below.

## Travel time analysis
Value of time lost due to flooding - Bombay drain investment | [6 empty] | ERR Version: Last updated: 2/13/2014
Value of time lost (2011 US$ (million))
Year
|  |  | Compact | 1 | 2 | 3 | 4 | 5 | 6 | 7 | 8 | 9 | 10 | 11 | 12 | 13 | 14 | 15 | 16 | 17 | 18 | 19 | 20
|  | Beneficiary type | Calendar | 2012 | 2013 | 2014 | 2015 | 2016 | 2017 | 2018 | 2019 | 2020 | 2021 | 2022 | 2023 | 2024 | 2025 | 2026 | 2027 | 2028 | 2029 | 2030 | 2031
|  | Vehicle passengers (Including paid drivers.) |  | 2.2904 | 2.4094 | 2.5346 | 2.6663 | 2.8048 | 2.9505 | 3.1038 | 3.2651 | 3.4348 | 3.6132 | 3.8009 | 3.9984 | 4.2062 | 4.4247 | 4.6546 | 4.8965 | 5.1509 | 5.4185 | 5.7 | 5.9962
|  | Pedestrians |  | 0.80753 | 0.84949 | 0.89363 | 0.94006 | 0.9889 | 1.0403 | 1.0943 | 1.1512 | 1.211 | 1.2739 | 1.3401 | 1.4097 | 1.483 | 1.56 | 1.6411 | 1.7264 | 1.8161 | 1.9104 | 2.0097 | 2.1141
|  | Shippers |  | 0.002477 | 0.0025147 | 0.0025554 | 0.0025991 | 0.0026463 | 0.0026971 | 0.0027519 | 0.0028109 | 0.0028745 | 0.002943 | 0.0030169 | 0.0030965 | 0.0031823 | 0.0032749 | 0.0033746 | 0.0034822 | 0.0035982 | 0.0037233 | 0.0038583 | 0.0040037
|  | Freight transporters |  | 0.058985 | 0.06185 | 0.063334 | 0.064854 | 0.066411 | 0.068005 | 0.069637 | 0.071308 | 0.07302 | 0.074772 | 0.076567 | 0.078404 | 0.080286 | 0.082213 | 0.084186 | 0.086206 | 0.088275 | 0.090394 | 0.092563 | 0.094785
|  | TOTAL |  | 3.1594 | 3.3232 | 3.4941 | 3.6738 | 3.8628 | 4.0615 | 4.2706 | 4.4904 | 4.7217 | 4.9649 | 5.2206 | 5.4897 | 5.7726 | 6.0703 | 6.3833 | 6.7125 | 7.0588 | 7.4231 | 7.8062 | 8.2091
24-hour Traffic Volumes Across Screen Lines SL-1 - SL-10
Toggle (0 or 1) |  |  | Vehicle type
(1 = Include location; 0 = Exclude location) | No. | Survey Location | Car & Pickup | 1 2012: Taxi; 2 2013: Minibus; 3 2014: Medium Bus; 4 2015: Large Bus; 5 2016: LCV; 6 2017: Rigid Truck; 7 2018: Articulated Truck; 8 2019: Others; 9 2020: Total
1 | SL1 | Kasangula | 1722 | 1 2012: 95; 2 2013: 170; 3 2014: 32; 4 2015: 40; 5 2016: 611; 6 2017: 215; 7 2018: 40; 8 2019: 26; 9 2020: 2951
1 | SL2 | Sewage-Garden | 100 | 1 2012: 21; 2 2013: 27; 3 2014: 5; 4 2015: 0; 5 2016: 90; 6 2017: 118; 7 2018: 13; 8 2019: 10; 9 2020: 384
1 | SL3 | Katima Mulilo | 6362 | 1 2012: 198; 2 2013: 358; 3 2014: 60; 4 2015: 6; 5 2016: 782; 6 2017: 421; 7 2018: 86; 8 2019: 30; 9 2020: 8303
1 | SL4 | Makishi | 8443 | 1 2012: 176; 2 2013: 328; 3 2014: 51; 4 2015: 13; 5 2016: 637; 6 2017: 297; 7 2018: 124; 8 2019: 33; 9 2020: 10102
1 | SL5 | Chishango | 5971 | 1 2012: 319; 2 2013: 316; 3 2014: 84; 4 2015: 76; 5 2016: 221; 6 2017: 182; 7 2018: 19; 8 2019: 37; 9 2020: 7225
1 | SL6 | Great East Road | 22691 | 1 2012: 569; 2 2013: 4247; 3 2014: 1415; 4 2015: 74; 5 2016: 1382; 6 2017: 495; 7 2018: 148; 8 2019: 35; 9 2020: 31056
1 | SL7 | Church | 24402 | 1 2012: 1074; 2 2013: 708; 3 2014: 256; 4 2015: 230; 5 2016: 677; 6 2017: 271; 7 2018: 64; 8 2019: 47; 9 2020: 27729
1 | SL8 | Independence | 33628 | 1 2012: 1210; 2 2013: 8962; 3 2014: 633; 4 2015: 132; 5 2016: 1576; 6 2017: 611; 7 2018: 107; 8 2019: 21; 9 2020: 46880
1 | SL9 | Lumumba | 3996 | 1 2012: 244; 2 2013: 807; 3 2014: 50; 4 2015: 8; 5 2016: 723; 6 2017: 571; 7 2018: 129; 8 2019: 7; 9 2020: 6535
1 | SL10 | Chifund | 427 | 1 2012: 22; 2 2013: 313; 3 2014: 65; 4 2015: 5; 5 2016: 194; 6 2017: 186; 7 2018: 4; 8 2019: 3; 9 2020: 1219
Assume SL1 - SL9 are affected by flooding
[10 empty] | 0% | 5% | 25% | 60% | 95% | 100%
Annual traffic volumes across all survey locations selected above
Factor to account for unique vehicles counted above | 30% | MCC assumption. | Vehicle type | 2007 | 2008 | 2009 | 2010 | 2011 | 2012 | 2013 | 2014 | 2015 | 2016 | 2017 | 2018 | 2019 | 2020 | 2021 | 2022 | 2023 | 2024 | 2025 | 2026 | 2027 | 2028 | 2029 | 2030 | 2031
Growth rate in traffic | 1.024 | Average of KRI International Corp. (2009:A1-17) and Manda Hills Shopping Centre Traffic Study.pdf | Car&Pickup | 11797749 | 12080894.976 | 12370836.4554 | 12667736.5304 | 12971762.2071 | 13283084.5001 | 13601878.5281 | 13928323.6127 | 14262603.3794 | 14604905.8605 | 14955423.6012 | 15314353.7676 | 15681898.258 | 16058263.8162 | 16443662.1478 | 16838310.0394 | 17242429.4803 | 17656247.7878 | 18079997.7348 | 18513917.6804 | 18958251.7047 | 19413249.7456 | 19879167.7395 | 20356267.7653 | 20844818.1916
|  |  | Taxi | 430116 | 440438.784 | 451009.3148 | 461833.5384 | 472917.5433 | 484267.5643 | 495889.9859 | 507791.3455 | 519978.3378 | 532457.8179 | 545236.8056 | 558322.4889 | 571722.2286 | 585443.5621 | 599494.2076 | 613882.0686 | 628615.2382 | 643702.004 | 659150.8521 | 674970.4725 | 691169.7638 | 707757.8382 | 724744.0263 | 742137.8829 | 759949.1921
|  |  | Minibus | 1777842 | 1820510.208 | 1864202.453 | 1908943.3119 | 1954757.9513 | 2001672.1422 | 2049712.2736 | 2098905.3682 | 2149279.097 | 2200861.7953 | 2253682.4784 | 2307770.8579 | 2363157.3585 | 2419873.1351 | 2477950.0903 | 2537420.8925 | 2598318.9939 | 2660678.6498 | 2724534.9374 | 2789923.7759 | 2856881.9465 | 2925447.1132 | 2995657.8439 | 3067553.6322 | 3141174.9193
|  |  | Medium Bus | 290284.5 | 297251.328 | 304385.3599 | 311690.6085 | 319171.1831 | 326831.2915 | 334675.2425 | 342707.4483 | 350932.4271 | 359354.8053 | 367979.3207 | 376810.8244 | 385854.2841 | 395114.787 | 404597.5418 | 414307.8829 | 424251.272 | 434433.3026 | 444859.7018 | 455536.3347 | 466469.2067 | 477664.4677 | 489128.4149 | 500867.4969 | 512888.3168
|  |  | Large Bus | 63948 | 65482.752 | 67054.338 | 68663.6422 | 70311.5696 | 71999.0472 | 73727.0244 | 75496.473 | 77308.3883 | 79163.7896 | 81063.7206 | 83009.2499 | 85001.4719 | 87041.5072 | 89130.5034 | 91269.6355 | 93460.1067 | 95703.1493 | 98000.0248 | 100352.0254 | 102760.4741 | 105226.7254 | 107752.1668 | 110338.2188 | 112986.3361
|  |  | LCV | 754783.5 | 772898.304 | 791447.8633 | 810442.612 | 829893.2347 | 849810.6723 | 870206.1285 | 891091.0756 | 912477.2614 | 934376.7156 | 956801.7568 | 979764.999 | 1003279.359 | 1027358.0636 | 1052014.6571 | 1077263.0089 | 1103117.3211 | 1129592.1368 | 1156702.3481 | 1184463.2044 | 1212890.3213 | 1241999.689 | 1271807.6816 | 1302331.0659 | 1333587.0115
|  |  | Rigid Truck | 368686.5 | 377534.976 | 386595.8154 | 395874.115 | 405375.0938 | 415104.096 | 425066.5943 | 435268.1926 | 445714.6292 | 456411.7803 | 467365.663 | 478582.4389 | 490068.4175 | 501830.0595 | 513873.9809 | 526206.9565 | 538835.9234 | 551767.9856 | 565010.4172 | 578570.6672 | 592456.3633 | 606675.316 | 621235.5236 | 636145.1761 | 651412.6603
|  |  | Articulated Truck | 80373 | 82301.952 | 84277.1988 | 86299.8516 | 88371.0481 | 90491.9532 | 92663.7601 | 94887.6903 | 97164.9949 | 99496.9548 | 101884.8817 | 104330.1189 | 106834.0417 | 109398.0587 | 112023.6121 | 114712.1788 | 117465.2711 | 120284.4376 | 123171.2641 | 126127.3744 | 129154.4314 | 132254.1378 | 135428.2371 | 138678.5148 | 142006.7991
|  |  | Others | 27265.5 | 27919.872 | 28589.9489 | 29276.1077 | 29978.7343 | 30698.2239 | 31434.9813 | 32189.4208 | 32961.9669 | 33753.0541 | 34563.1274 | 35392.6425 | 36242.0659 | 37111.8755 | 38002.5605 | 38914.622 | 39848.5729 | 40804.9386 | 41784.2572 | 42787.0793 | 43813.9692 | 44865.5045 | 45942.2766 | 47044.8913 | 48173.9686
|  | Targets: | Car&Pickup | 2013: 13601878.5281; 2014: 13231907.4321; 2015: 10696952.5346; 2016: 5841962.3442; 2017: 747771.1801; 2018: 0
|  |  | Minibus | 2013: 2049712.2736; 2014: 1993960.0998; 2015: 1611959.3227; 2016: 880344.7181; 2017: 112684.1239; 2018: 0
|  |  | Other passenger vehicles | 2013: 2323663.7169; 2014: 2260460.0638; 2015: 1827403.5042; 2016: 998005.9671; 2017: 127744.7638; 2018: 0
Annual passenger volume | bar: 2007 to 2026
Vehicle type | # people/vehicle | KRI International Corp. (2009:A1-19) | Vehicle type | 2012 | 2013 | 2014 | 2015 | 2016 | 2017 | 2018 | 2019 | 2020 | 2021 | 2022 | 2023 | 2024 | 2025 | 2026 | 2027 | 2028 | 2029 | 2030 | 2031 |  | Estimate of unique beneficiaries for travel time benefit compact year 20 (2031 or so), vehicle passengers and pedestrians
Car & Pickup | 2.5 |  | Car&Pickup | 33207711.2501 | 34004696.3201 | 34820809.0318 | 35656508.4486 | 36512264.6513 | 37388559.003 | 38285884.4191 | 39204745.6451 | 40145659.5406 | 41109155.3696 | 42095775.0984 | 43106073.7008 | 44140619.4696 | 45199994.3369 | 46284794.201 | 47395629.2618 | 48533124.3641 | 49697919.3488 | 50890669.4132 | 52112045.4791 |  | 335806031.721 | Annual volume of travelers (vehicles and pedestrians, including those who are double-counted), 2031
Taxi | 2.7 |  | Taxi | 1307522.4237 | 1338902.9619 | 1371036.6329 | 1403941.5121 | 1437636.1084 | 1472139.375 | 1507470.72 | 1543650.0173 | 1580697.6177 | 1618634.3606 | 1657481.5852 | 1697261.1433 | 1737995.4107 | 1779707.3005 | 1822420.2758 | 1866158.3624 | 1910946.1631 | 1956808.871 | 2003772.2839 | 2051862.8187 |  | 528 | Number of times an average person appears in these data, assuming
Minibus | 15 | Estimated. | Minibus | 30025082.1327 | 30745684.1039 | 31483580.5224 | 32239186.4549 | 33012926.9298 | 33805237.1762 | 34616562.8684 | 35447360.3772 | 36298097.0263 | 37169251.3549 | 38061313.3874 | 38974784.9087 | 39910179.7465 | 40868024.0605 | 41848856.6379 | 42853229.1972 | 43881706.698 | 44934867.6587 | 46013304.4825 | 47117623.7901 |  |  | 5 | Round trips during the work week, and
Medium Bus | 30 | Estimated. | Medium Bus | 9804938.7452 | 10040257.2751 | 10281223.4497 | 10527972.8125 | 10780644.16 | 11039379.6199 | 11304324.7307 | 11575628.5243 | 11853443.6089 | 12137926.2555 | 12429236.4856 | 12727538.1613 | 13032999.0771 | 13345791.055 | 13666090.0403 | 13994076.2013 | 14329934.0301 | 14673852.4468 | 15026024.9055 | 15386649.5033 |  |  | 1 | Trip on the weekend
Large Bus | 50 | Estimated. | Large Bus | 3599952.3621 | 3686351.2188 | 3774823.6481 | 3865419.4156 | 3958189.4816 | 4053186.0292 | 4150462.4939 | 4250073.5937 | 4352075.36 | 4456525.1686 | 4563481.7727 | 4673005.3352 | 4785157.4632 | 4900001.2424 | 5017601.2722 | 5138023.7027 | 5261336.2716 | 5387608.3421 | 5516910.9423 | 5649316.8049 |  |  | 48 | Work weeks per year
LCV | 2.53 |  | LCV | 2150021.001 | 2201621.505 | 2254460.4212 | 2308567.4713 | 2363973.0906 | 2420708.4447 | 2478805.4474 | 2538296.7782 | 2599215.9008 | 2661597.0825 | 2725475.4124 | 2790886.8223 | 2857868.1061 | 2926456.9406 | 2996691.9072 | 3068612.513 | 3142259.2133 | 3217673.4344 | 3294897.5968 | 3373975.1391 |  | 190798.8817 | Number of unique travelers per year (vehicles and pedestrians), 2031
Rigid Truck | 2.41 |  | Rigid Truck | 1000400.8714 | 1024410.4923 | 1048996.3441 | 1074172.2564 | 1099952.3905 | 1126351.2479 | 1153383.6778 | 1181064.8861 | 1209410.4434 | 1238436.294 | 1268158.7651 | 1298594.5754 | 1329760.8452 | 1361675.1055 | 1394355.3081 | 1427819.8354 | 1462087.5115 | 1497177.6118 | 1533109.8745 | 1569904.5114 |  | 14676.8371 | Number of unique travelers per year (vehicles and pedestrians), 2031, during flood-affected times = number of these types beneficiaries of travel time savings due to drainage investment
Articulated Truck | 1.92 |  | Articulated Truck | 173744.5502 | 177914.4194 | 182184.3654 | 186556.7902 | 191034.1532 | 195618.9728 | 200313.8282 | 205121.3601 | 210044.2727 | 215085.3353 | 220247.3833 | 225533.3205 | 230946.1202 | 236488.8271 | 242164.5589 | 247976.5083 | 253927.9445 | 260022.2152 | 266262.7484 | 272653.0543
Others | 1.5 |  | Others | 46047.3359 | 47152.4719 | 48284.1313 | 49442.9504 | 50629.5812 | 51844.6912 | 53088.9637 | 54363.0989 | 55667.8133 | 57003.8408 | 58371.9329 | 59772.8593 | 61207.408 | 62676.3858 | 64180.619 | 65720.9539 | 67298.2568 | 68913.4149 | 70567.3369 | 72260.953
|  |  | TOTAL | 81315420.6723 | 83266990.7685 | 85265398.5469 | 87311768.112 | 89407250.5467 | 91553024.5598 | 93750297.1493 | 96000304.2809 | 98304311.5836 | 100663615.0616 | 103079541.8231 | 105553450.8268 | 108086733.6467 | 110680815.2542 | 113337154.8203 | 116057246.536 | 118842620.4529 | 121694843.3437 | 124615519.584 | 127606292.054
Annual opportunity cost of wage earners (2011 USD)
Assumptions
Fraction of citizens who are active wage earners | 37.18%
Wage earners per vehicle passenger
Passenger vehicle | 37.18%
Trucks | 100%
Working hours per year | 2304
Cumulative inflation factor, 2007-2011 | 1.5092
Cumulative increase in per capita income, 2007-2011 | 1.1284
Exchange rate (ZMK/USD) | 4995
Time lost per vehicle affected by flooding event | 0.5 | MCC assumption |  | 2012: 100%; 2013: Sensitivity parameter
Fraction of time affected by flooding | 0.076923 |  |  | 2013: 0.5
Averted time lost fraction | 30% | MCC assumption |  | 2013: 0.1991
Opportunity cost as a fraction of wage | 65% | MCC assumption |  | 2012: Delta % =; 2013: -60.18%
Fraction of annual income lost due to flooding | 3.5%
Average annual rate of wage growth for Lusaka PUAs | 2.73%
Annual opportunity cost of wage earners as vehicle passengers (2011 USD)
Vehicle type | Annual HH income of passenger by vehicle type (2007 ZMK) | Hourly income of passenger by vehicle type (2011 USD) |  | 2012 | 2013 | 2014 | 2015 | 2016 | 2017 | 2018 | 2019 | 2020 | 2021 | 2022 | 2023 | 2024 | 2025 | 2026 | 2027 | 2028 | 2029 | 2030 | 2031
Car & Pickup | 50000000 | 2.7508 |  | 1642257.1745 | 1727585.0055 | 1817346.2705 | 1911771.3202 | 2011102.474 | 2115594.6417 | 2225515.9773 | 2341148.5676 | 2462789.1562 | 2590749.9044 | 2725359.193 | 2866962.4645 | 3015923.1099 | 3172623.401 | 3337465.4717 | 3510872.3498 | 3693289.0426 | 3885183.6788 | 4087048.7103 | 4299402.1754
Taxi | 20000000 | 1.1003 |  | 25864.9332 | 27208.8144 | 28622.5206 | 30109.6797 | 31674.108 | 33319.8204 | 35051.0401 | 36872.2099 | 38788.0035 | 40803.3371 | 42923.3828 | 45153.5811 | 47499.6553 | 49967.626 | 52563.8266 | 55294.9198 | 58167.9141 | 61190.1825 | 64369.4809 | 67713.9681
Minibus | 12000000 | 0.6602 |  | 356367.1547 | 374883.1562 | 394361.2057 | 414851.289 | 436405.989 | 459080.6206 | 482933.3729 | 508025.4583 | 534421.2696 | 562188.5453 | 591398.5435 | 622126.2247 | 654450.4442 | 688454.1543 | 724224.6175 | 761853.63 | 801437.7577 | 843078.5839 | 886882.9697 | 932963.3287
Medium Bus | 12000000 | 0.6602 |  | 116374.6399 | 122421.1933 | 128781.9114 | 135473.1174 | 142511.9829 | 149916.5712 | 157705.8847 | 165899.9125 | 174519.6829 | 183587.3163 | 193126.0826 | 203160.4609 | 213716.202 | 224820.3946 | 236501.535 | 248789.6 | 261716.1241 | 275314.2801 | 289618.9644 | 304666.8865
Large Bus | 12000000 | 0.6602 |  | 42727.7692 | 44947.8039 | 47283.1864 | 49739.9098 | 52324.2789 | 55042.9257 | 57902.827 | 60911.3221 | 64076.1315 | 67405.377 | 70907.6023 | 74591.795 | 78467.4098 | 82544.3923 | 86833.2053 | 91344.855 | 96090.9195 | 101083.5783 | 106335.6439 | 111860.5945
LCV | 12000000 | 1.7757 |  | 68634.1302 | 72200.1986 | 75951.5516 | 79897.8161 | 84049.1192 | 88416.1143 | 93010.0083 | 97842.5901 | 102926.2616 | 108274.0688 | 113899.7355 | 119817.6986 | 126043.1452 | 132592.0514 | 139481.2234 | 146728.3406 | 154352.001 | 162371.769 | 170808.2253 | 179683.02
Rigid Truck | 12000000 | 1.7757 |  | 31935.3363 | 33594.6215 | 35340.1192 | 37176.3089 | 39107.9027 | 41139.8576 | 43277.3881 | 45525.9797 | 47891.4028 | 50379.7278 | 52997.3403 | 55750.9578 | 58647.6468 | 61694.841 | 64900.3602 | 68272.4307 | 71819.7061 | 75551.2895 | 79476.7573 | 83606.1832
Articulated Truck | 12000000 | 1.7757 |  | 5546.3673 | 5834.5435 | 6137.6927 | 6456.5928 | 6792.0622 | 7144.9618 | 7516.1973 | 7906.7213 | 8317.536 | 8749.6956 | 9204.3093 | 9682.5436 | 10185.6259 | 10714.8471 | 11271.5654 | 11857.2095 | 12473.2823 | 13121.3648 | 13803.1202 | 14520.2979
Others | 15000000 | 0.82525 |  | 683.1687 | 718.6646 | 756.0047 | 795.2849 | 836.6061 | 880.0742 | 925.8008 | 973.9032 | 1024.5049 | 1077.7358 | 1133.7324 | 1192.6385 | 1254.6052 | 1319.7915 | 1388.3648 | 1460.501 | 1536.3852 | 1616.2122 | 1700.1868 | 1788.5245
TOTAL |  |  |  | 2290390.6741 | 2409394.0015 | 2534580.4627 | 2666271.3189 | 2804804.523 | 2950535.5875 | 3103838.4964 | 3265106.6648 | 3434753.949 | 3613215.7082 | 3800949.9218 | 3998438.3648 | 4206187.8441 | 4424731.4992 | 4654630.1699 | 4896473.8364 | 5150883.1326 | 5418510.939 | 5700044.0587 | 5996204.9788
Estimate of pedestrian numbers by year in survey locations selected above
Ratio of pedestrians to vehicle passengers | 1.6316 | KRI International Corp. (2009:A1-11) - walking trips vs. other modes of transit
Opportunity cost of a pedestrian's time (2011 US$/h) | 0.6602 | Use average of bus passengers' incomes figures.
Time lost per pedestrian affected by flooding event | 0.16667 | Lower than for vehicular passengers since greater flexibility on foot. Flooding is fairly localized so we expect this to be small.
|  |  |  | 2012 | 2013 | 2014 | 2015 | 2016 | 2017 | 2018 | 2019 | 2020 | 2021 | 2022 | 2023 | 2024 | 2025 | 2026 | 2027 | 2028 | 2029 | 2030 | 2031
Number of pedestrian trips |  |  |  | 132672528.4654 | 135856669.1485 | 139117229.2081 | 142456042.7091 | 145874987.7341 | 149375987.4397 | 152961011.1383 | 156632075.4056 | 160391245.2154 | 164240635.1005 | 168182410.3429 | 172218788.1912 | 176352039.1078 | 180584488.0463 | 184918515.7595 | 189356560.1377 | 193901117.581 | 198554744.4029 | 203320058.2686 | 208199739.667
Opportunity cost per pedestrian trip imposed by flooding (2011 US$) |  |  |  | 0.0060867 | 0.0062528 | 0.0064236 | 0.0065989 | 0.0067791 | 0.0069642 | 0.0071543 | 0.0073497 | 0.0075503 | 0.0077565 | 0.0079682 | 0.0081858 | 0.0084093 | 0.0086389 | 0.0088747 | 0.009117 | 0.0093659 | 0.0096217 | 0.0098844 | 0.010154
Opportunity cost for pedestrians imposed by flooding (2011 US$) |  |  |  | 807532.2213 | 849489.7015 | 893627.1939 | 940057.967 | 988901.1741 | 1040282.1597 | 1094332.7808 | 1151191.7454 | 1211004.9684 | 1273925.9462 | 1340116.1505 | 1409745.4425 | 1482992.5092 | 1560045.3218 | 1641101.6177 | 1726369.4086 | 1816067.514 | 1910426.1226 | 2009687.3831 | 2114106.0259
[5 empty] | 135856669.1485 | 132161367.7477 | 106842032.0318 | 58349995.0937 | 7468799.372 | 0
|  |  | Cargo price (USD/t) | 2012: Weighted average of different cargoes and prices. Assume balance of cargo is worth that same average price.
| Cost (USD/t) |  | LCV | bar: 2012 to 2013
Agriculture | 880 |  | 581.83 | 2012: 341.665; 2013: 288.19
Manufacturing | 500
Construction | 15
Total
Number of hours of flood | 4 | hours | cell b66 indicates the number of hours per day of road flooding, row 67 indicates the reduction in the number of trucks/hour during that time, and b68 indicates the number of flooding days each year.
% volume reduction during flooding | 0.25 | hours
Number of days of floods | 30
| 2009 | 2010 | 2011 | 2012 | 2013 | 2014 | 2015 | 2016 | 2017 | 2018 | 2019 | 2020 | 2021 | 2022 | 2023 | 2024 | 2025 | 2026 | 2027 | 2028 | 2029 | 2030 | 2031
rGDP growth | 1.0631 | 1.055 | 1.06 | 1.062 | 1.0537 | 1.0537 | 1.0537 | 1.0537 | 1.0537 | 1.0537 | 1.0537 | 1.0537 | 1.0537 | 1.0537 | 1.0537 | 1.0537 | 1.0537 | 1.0537 | 1.0537 | 1.0537 | 1.0537 | 1.0537 | 1.0537
Notes:
Price of freight haulage - long haul | 0.06 | USD/tkm | Durban - Lusaka route. Raballand & Macchi (2009:4)
Urban premium on above rate | 30% | MCC assumption
Price of freight haulage - urban | 0.078
Profit margin º (P - C)/C | 30% | % | Based on Raballand & Macchi (2009:9) for Zambia.
Profit margin | 0.018 | USD
Distance driven per vehicle through flood-prone areas | 4 | km | Based on example routes in KRI International Corp. (2009:A1-25), Table 1.3.12.
Travel speed without flood | 34 | km/h | KRI International Corp. (2009:A1-25, Table 1.3.12). Many of the routes for which speed was studied are in or near flooded areas. This is the average speed across these routes (presumably without flooding).
Travel speed in floods | 2 | km/h
Distance of flooded road | 3 | km | KRI International Corp. (2009:A1-25, Table 1.3.12) gives a general sense of how long typical routes on these roads are.
Fraction of time affected by flooding | 0.076923
Time lost per vehicle affected by flooding event (h) | 0.5 | MCC assumption
Averted time lost fraction | 30% | MCC assumption | That is, fraction of time that would otherwise be lost, but for flood avoidance behavior - alternate routes, alternate times of travel, etc.
Hours/year | 8766
Real annual interest rate (% p.a.) | 11.11%
Number of hours per day of flooding | 4
Number of days of flooding | 30
Average reduction in truck volume during floods | 0.4
Annual flooding-related costs of freight delays to shippers (USD) (Freight only; not vehicles.)
Vehicle type | Freight value per ton, by vehicle | Average Load (ton/vehicle) | Fill rate | 2012 | 2013 | 2014 | 2015 | 2016 | 2017 | 2018 | 2019 | 2020 | 2021 | 2022 | 2023 | 2024 | 2025 | 2026 | 2027 | 2028 | 2029 | 2030 | 2031
LCV | 581.83 | 2 | 0.436 | 147.121 | 158.7485 | 171.2949 | 184.8328 | 199.4407 | 215.2031 | 232.2113 | 250.5637 | 270.3665 | 291.7344 | 314.7911 | 339.67 | 366.5152 | 395.482 | 426.7382 | 460.4646 | 496.8566 | 536.1247 | 578.4962 | 624.2166
Rigid Truck | 341.665 | 9.3 | 0.549 | 247.0887 | 266.6169 | 287.6884 | 310.4253 | 334.9592 | 361.432 | 389.9971 | 420.8198 | 454.0785 | 489.9657 | 528.6892 | 570.4732 | 615.5594 | 664.209 | 716.7035 | 773.3468 | 834.4668 | 900.4173 | 971.58 | 1048.367
Articulated Truck | 288.19 | 26.5 | 0.3 | 70.745 | 76.3362 | 82.3693 | 88.8792 | 95.9036 | 103.4832 | 111.6618 | 120.4868 | 130.0092 | 140.2842 | 151.3713 | 163.3347 | 176.2435 | 190.1726 | 205.2025 | 221.4203 | 238.9199 | 257.8024 | 278.1774 | 300.1626
TOTAL |  |  |  | 2476.9548 | 2514.7016 | 2555.3526 | 2599.1374 | 2646.3036 | 2697.1184 | 2751.8702 | 2810.8703 | 2874.4542 | 2942.9844 | 3016.8517 | 3096.4779 | 3182.3182 | 3274.8636 | 3374.6442 | 3482.2317 | 3598.2432 | 3723.3443 | 3858.2536 | 4003.7462
|  |  |  | Annual flooding-related costs of freight delays to shippers (USD) (Freight only; not vehicles.) 2012: Number of freight vehicles affected by flooding-related delay (by vehicle type) |  | Estimate of unique beneficiaries for travel time benefit compact year 20 (2031 or so), freight shippers and transporters
Vehicle type |  |  |  | 2012 | 2013 | 2014 | 2015 | 2016 | 2017 | 2018 | 2019 | 2020 | 2021 | 2022 | 2023 | 2024 | 2025 | 2026 | 2027 | 2028 | 2029 | 2030 | 2031 |  | 117279.8645 | Annual volume of freight vehicles , including those who are double-counted, 2031
LCV |  |  |  | 45759.0362 | 47981.8271 | 49133.391 | 50312.5924 | 51520.0946 | 52756.5769 | 54022.7347 | 55319.2803 | 56646.9431 | 58006.4697 | 59398.625 | 60824.192 | 62283.9726 | 63778.7879 | 65309.4788 | 66876.9063 | 68481.9521 | 70125.5189 | 71808.5314 | 73531.9361 |  | 4 | Number of potential beneficiaries depending on every freight vehicle (MCC estimate)
Rigid Truck |  |  |  | 22351.759 | 23437.5181 | 24000.0185 | 24576.0189 | 25165.8434 | 25769.8236 | 26388.2994 | 27021.6186 | 27670.1374 | 28334.2207 | 29014.242 | 29710.5838 | 30423.6379 | 31153.8052 | 31901.4965 | 32667.1324 | 33451.1436 | 34253.971 | 35076.0663 | 35917.8919 |  | 80 | Number of times an average vehicle appears in these data, assuming
Articulated Truck |  |  |  | 4872.6436 | 5109.3372 | 5231.9613 | 5357.5283 | 5486.109 | 5617.7756 | 5752.6022 | 5890.6647 | 6032.0407 | 6176.8096 | 6325.0531 | 6476.8543 | 6632.2988 | 6791.474 | 6954.4694 | 7121.3766 | 7292.2897 | 7467.3046 | 7646.52 | 7830.0364 |  |  | 2 | Round trips during the work week, and
|  |  |  | Number of freight vehicles affected by flooding-related delay (by vehicle type) 2012: 72983.4389; Number of freight vehicles affected by flooding-related delay (by vehicle type) 2013: 76528.6824; Number of freight vehicles affected by flooding-related delay (by vehicle type) 2014: 74447.1022; Number of freight vehicles affected by flooding-related delay (by vehicle type) 2015: 60184.6047; Number of freight vehicles affected by flooding-related delay (by vehicle type) 2016: 32868.8188; Number of freight vehicles affected by flooding-related delay (by vehicle type) 2017: 4207.2088; Number of freight vehicles affected by flooding-related delay (by vehicle type) 2018: 0 |  |  | 20 | Work weeks per year (An estimated average for all vehicles, some of which drive the affected route frequently, and some rarely during a year.)
|  |  |  | Number of freight vehicles affected by flooding-related delay (by vehicle type) 2012: Opportunity cost of flooding-related delays to freight transporters per vehicle (by vehicle type) (USD) |  | 5863.9932 | Number of potential unique beneficiaries per year, 2031, freight shippers and transporters
Vehicle type |  | Average Load (ton/vehicle) | Fill rate | 2012 | 2013 | 2014 | 2015 | 2016 | 2017 | 2018 | 2019 | 2020 | 2021 | 2022 | 2023 | 2024 | 2025 | 2026 | 2027 | 2028 | 2029 | 2030 | 2031 |  | 451.0764 | Number of unique beneficiaries per year, 2031, during flood-affected times = number of these types beneficiaries of travel time savings due to drainage investment
LCV |  | 2 | 0.436 | 0.26683 | 0.26683 | 0.26683 | 0.26683 | 0.26683 | 0.26683 | 0.26683 | 0.26683 | 0.26683 | 0.26683 | 0.26683 | 0.26683 | 0.26683 | 0.26683 | 0.26683 | 0.26683 | 0.26683 | 0.26683 | 0.26683 | 0.26683
Rigid Truck |  | 9.3 | 0.549 | 1.5623 | 1.5623 | 1.5623 | 1.5623 | 1.5623 | 1.5623 | 1.5623 | 1.5623 | 1.5623 | 1.5623 | 1.5623 | 1.5623 | 1.5623 | 1.5623 | 1.5623 | 1.5623 | 1.5623 | 1.5623 | 1.5623 | 1.5623
Articulated Truck |  | 26.5 | 0.3 | 2.4327 | 2.4327 | 2.4327 | 2.4327 | 2.4327 | 2.4327 | 2.4327 | 2.4327 | 2.4327 | 2.4327 | 2.4327 | 2.4327 | 2.4327 | 2.4327 | 2.4327 | 2.4327 | 2.4327 | 2.4327 | 2.4327 | 2.4327
Total opportunity cost of flooding-related delays to freight transporters (by vehicle type) (USD)
Vehicle type
LCV |  |  |  | 12209.9751 | 12803.0869 | 13110.361 | 13425.0097 | 13747.2099 | 14077.1429 | 14414.9943 | 14760.9542 | 15115.2171 | 15477.9823 | 15849.4539 | 16229.8408 | 16619.357 | 17018.2215 | 17426.6589 | 17844.8987 | 18273.1762 | 18711.7325 | 19160.814 | 19620.6736
Rigid Truck |  |  |  | 34921.1411 | 36617.4704 | 37496.2897 | 38396.2006 | 39317.7095 | 40261.3345 | 41227.6065 | 42217.0691 | 43230.2787 | 44267.8054 | 45330.2328 | 46418.1583 | 47532.1941 | 48672.9668 | 49841.118 | 51037.3048 | 52262.2001 | 53516.493 | 54800.8888 | 56116.1101
Articulated Truck |  |  |  | 11853.6802 | 12429.4845 | 12727.7922 | 13033.2592 | 13346.0574 | 13666.3628 | 13994.3555 | 14330.22 | 14674.1453 | 15026.3248 | 15386.9566 | 15756.2435 | 16134.3934 | 16521.6188 | 16918.1377 | 17324.173 | 17739.9531 | 18165.712 | 18601.6891 | 19048.1296
TOTAL |  |  |  | 58984.7964 | 61850.0418 | 63334.4428 | 64854.4695 | 66410.9767 | 68004.8402 | 69636.9564 | 71308.2433 | 73019.6411 | 74772.1125 | 76566.6432 | 78404.2427 | 80285.9445 | 82212.8072 | 84185.9145 | 86206.3765 | 88275.3295 | 90393.9374 | 92563.3919 | 94784.9133
Note on AA48: Assume that the average traveler makes the trip 6 days/week and hence appears in
Note on AA49: For simplcity, assume that these are all non-resident beneficiaries.
Note on A66: andersonsc: That is, fraction of time that would otherwise be lost, but for flood avoidance behavior - alternate routes, alternate times of travel, etc.
Note on B67: andersonsc: Since this is not minimum wage, adjust for probability of finding job, approximated by urban Lusaka unemployment rate (35%)
Note on B72: andersonsc: Estimated from KRI International Corp. (2009:A1-12). Leave this in 2007 ZMK for conservatism.
Note on A111: I.e., solving above for (P - C)

## Sources
ERR Version: Last updated: 2/13/2014
Citation | Filename
3ie (2009) | 3ie.2009.Water, Sanitation and Hygiene Interventions to Combat Childhood Diarrhea in Developing Countries.pdf
Alderman, Hoddinott, & Kinsey (2006) | Alderman, Hoddinott, & Kinsey. 2006.Long term consequences of early childhood malnutrition.pdf
Bigsten, et al. (2000) | Bigsten.2000.Rates of Return on Physical and Human Capital in Africa's Manufacturing Sector.pdf
Castro et al. (2010) | Castro et al.2010.The Importance of Drains for the Larval Development of Lymphatic Filariasis and Malaria Vectors.pdf
CH2MHILL (2011a) | Final_Assessment_Report_Submitted 1-2011.pdf
CH2MHILL (2011b) | Draft Drainage IMP Summary_31 Jan 2011.docx
CH2MHILL (2011c) | Drainage Investment Plan for Priority Areas in Lusaka, Zambia
Gauff Ingenieure (2011a) | Lusaka Water Master Plan investment strategy report-summary.pdf
Gauff Ingenieure (2011b) | Lusaka Water Final Master Plan Report-r1.pdf
Gauff Ingenieure (2011c) | Preparation of Feasibility Study and (30%) Preliminary Design for Drainage Projects - Lusaka, Zambia
Gauff Ingenieure (2011d) | Lusaka Water Final Master Plan, Annex 10
GKW Consult (2006) | Zambia WSPIP Social Assessment Part1.pdf
ILO (2010) | ILO.2010.Global Wage Report.pdf
KRI International Corp. (2009) | EIDJR09041 FR ANNEX I.pdf
Lusaka City Council (LCC) (2011) | Lusaka main Valuation Roll v2.xlsx
Manan, Ali, & Lal (2006) | Manan, Ali, & Lal.2006.Acute Renal Failure Associated with Malaria.pdf
Mathers et al. (2006) | Mathers et al (GBD).2006.Burden of Disease and Mortality by Condition.pdf |  | Colin D. Mathers, Alan D. Lopez, and Christopher J. L. Murray, "The Burden of Disease and Mortality by Condition: Data, Methods, and Results for 2001." 2006. Global Burden of Disease and Risk Factors,ed. , 45-93. New York: Oxford University Press.
Moraes et al (2003) | Moraes et al.2003.Impact of drainage and sewerage on diarrhoea in poor urban areas in Salvador, Brazil.mht
Ottesen et al. (2008) | Ottesen et al.2008.The Global Programme to Eliminate Lymphatic Filariasis.pdf
Pruess-Uestuen et al. (2004) | Pruess-Uestuen et al.2004.Unsafe water, sanitation and hygiene.pdf |  | Also Ch. 16 in Ezzati et al. (eds.) Comparative quantification of health risks: Global and Regional Burden of Disease Attributable to Selected Major Risk Factors at http://www.who.int/healthinfo/global_burden_disease/cra/en/.
Raballand & Macchi (2009) | Raballand.Transport Prices and Costs - The Need to Revisit Donors’ Policies in Transport in Africa.2009.pdf |  | Colin D. Mathers, Alan D. Lopez, and Christopher J. L. Murray, "The Burden of Disease and Mortality by Condition: Data, Methods, and Results for 2001." 2006. Global Burden of Disease and Risk Factors,ed. , 45-93. New York: Oxford University Press.
Rosen & Vincent (1999) | Rosen & Vincent.1999.Household Water Resources and Rural Productivity in Sub-Saharan Africa.pdf
US Army Corps of Engineers (2011) | summary_rpt_110201.pdf
Sitko et al (2011) | Sitko et al.2011.Technical Compendium - Descriptive Agricultural Statistics and Analysis for Zambia.pdf
Teshome et al. (2009) | Teshome et al.2009.Magnitude and determinants of stunting in children under-.pdf
World Bank (2009) | WB.PROJECT PAPER.WATER SECTOR PERFORMANCE IMPROVEMENT PROJECT (ADD'L FIN).2009.pdf
World Bank (2006) | WB.2006.PAD - Water Sector Performance Improvement Project.pdf
World Development Indicators (WDI) (2011) | Zambia WDI 2011.xlsx
WHO (2008a) | GBD_report_2004update_full.pdf
WHO (2008b) | WHO Data for Zambia, 1990-2008.xlsx
WHO (2006) | WHO.2006.Elimination of Lymphatic Filariasis.pdf
WHO (2004a) | WHO World Health Report 2004.Annex_4.pdf |  | Available at http://www.who.int/whr/2004/annex/topic/en/annex_4_en.pdf.
WHO (2004b) | bodgbddeathdalyestimates.xlsm |  | Burden of Disease database at http://www.who.int/entity/healthinfo/statistics/bodgbddeathdalyestimates.xls
WHO (2004c) | GBD_report_2004update_full.pdf
Zambia Vulnerability Assessment Committee (ZVAC) (2010) | LUSAKA FLOODS REPORT_MARCH_2010.doc
Manda Hills Shopping Centre Traffic Study.pdf
PATHOPHYSIOLOGY OF MALARIA.pdf
Unless otherwise specified, emails cited in this file were addressed to Steve Anderson, Lead Economist/DPE
Abbreviations
DHMT | District Health Management Team
PUAs | Peri-Urban Areas
RHB | Reference health beneficiaries

## Assumptions
ERR Version: Last updated: 2/13/2014
Zambia: Lusaka Water Supply, Sanitation, and Drainage Project
Assumptions
Values in blue type are assumptions intended to be entered by the user. Values in black type are calculated by the model based on the assumptions in blue.
|  |  |  | Population | [8 empty] | Economy | [5 empty] | Health | [11 empty] | Benefits Phasing |  |  | Cost Phasing |  |  | Current Water System Characteristics |  |  |  | Source of Water | [5 empty] | Water Usage | [5 empty] | Cost of water to consumers | [5 empty] | Time spent gathering water | [5 empty] | Time per trip | [5 empty] | Water loss reduction | [5 empty] | Project Targets
No | Constituency | District | Proposed Intervention | Estimated Population from Project Proposal Dated February 2010 |  | % of District Population Expected to Benefit |  | Area (SM) | Area (Ha) | Population Density | Average Household Size | No. of Households in Impact Area | GDP of Area | Average GDP Growth Rate | GDP per Beneficiary Capita | Average Daily Wage of Water Gatherer | Average Hourly Wage of Water Gatherer | Current Value Added of Business in Impact Area | Total DALYs from all causes in impact area | Percentage of DALYs lost due to water-bourne diseases in impact area | Total DALYs from Water-related Diseases in impact area | # of Cholera Cases in 2010 | # of Bloody Diarrheoa Cases in 2010 | # of Non-Bloody Diarrheoa Cases in 2010 | # of Malaria Cases in 2010 | # of Respiratory Inflection Cases in 2010 | # of Skin, Ear, Nose, and Throat Infection Cases in 2010 | # of Intenstinal Worm Cases in 2010 | # of Suspected Cases of Tuberculosis in 2010 | # of Anaemia Cases in 2010 | Total Benefits as a % of Estimated Benefits | Year benefits will begin | Year Benefits Will End or Remain Dependent on O&M | Cost of initial investment | Ration of operation and maintenance costs to capital controls | Actual costs as a % of estimated costs | Current system capacity | Current system growth rate | Current system uage rate ($/m3) | Current system coverage (% of population) | Piped system | Neighbor | Truck purchase | Standpipe | Spring or stream | Other | Piped system | Neighbor | Truck purchase | Standpipe | Spring or stream | Other | Piped system | Neighbor | Truck purchase | Standpipe | Spring or stream | Other | Piped system (# hours/day) | Neighbor (# hours/day) | Truck purchase (# hours/day) | Standpipe (# hours/day) | Spring or stream (# hours/day) | Other (# hours/day) | Piped system | Neighbor | Truck purchase | Standpipe | Spring or stream | Other | Initial water demand (m3/day) | Current water shortfall | Rate of "unaccounted for water" (UFW) | Technical losses as percentage of UFW | Cost savings for technical water losses | Average price of water for consumers | Business response to increased water (increase in value add) | Expected reduction in water-relate diseases | System Capacity with project | Source of Water Piped system | Source of Water Neighbor | Source of Water Truck purhcase | Source of Water Standpipe | Source of Water Spring or stream | Source of Water Other
1 |  | Bauleni | Water Supply | 32000 |  | 0% |  |  |  |  | 6 | 0 | thousands USD | % per year | #VALUE! | USD/day | #VALUE! | thousand USD/year | # DALY/year | 10.1% | #VALUE! | [9 empty] | % of estimated benefits | year | year | thousand USD | % | % | # of households | %/year | $/m3 | % of pop | # liters/person/day | # liters/person/day | # liters/person/day | # liters/person/day | # liters/person/day | # liters/person/day | x numner of liters/person/day | x numner of liters/person/day | x numner of liters/person/day | x numner of liters/person/day | x numner of liters/person/day | x numner of liters/person/day | $ USD/m3 | $ USD/m3 | $ USD/m3 | $ USD/m3 | $ USD/m3 | $ USD/m3 | #VALUE! | #VALUE! | #VALUE! | #VALUE! | #VALUE! | #VALUE! | # hours/trip | # hours/trip | # hours/trip | # hours/trip | # hours/trip | # hours/trip | [6 empty] | % | 26% | households | % | % | % | % | % | %
2 |  | Kamanga | Water Supply | 16000 |  | 0% |  |  |  |  | 6 | 0 |  |  | #DIV/0! |  | 0 |  |  | 10.1% | 0 | [37 empty] | 0 | 0 | 0 | 0 | 0 | 0
3 |  | Chainda | Water Supply | 27000 |  | 0% |  |  |  |  | 6 | 0 |  |  | #DIV/0! |  | 0 |  |  | 10.1% | 0 | [37 empty] | 0 | 0 | 0 | 0 | 0 | 0
4 |  | Mtendere | Water Supply & Sanitation | 70000 |  | 0% |  |  |  |  | 6 | 0 |  |  | #DIV/0! |  | 0 |  |  | 10.1% | 0 | [37 empty] | 0 | 0 | 0 | 0 | 0 | 0
5 |  | Garden | Water Supply & Sanitation | 13000 |  | 0% |  |  |  |  | 6 | 0 |  |  | #DIV/0! |  | 0 |  |  | 10.1% | 0 | [37 empty] | 0 | 0 | 0 | 0 | 0 | 0
6 |  | N´gombe | Water Supply | 80000 |  | 0% |  |  |  |  | 6 | 0 |  |  | #DIV/0! |  | 0 |  |  | 10.1% | 0 | [37 empty] | 0 | 0 | 0 | 0 | 0 | 0
7 |  | Kalikiliki | Water Supply | 26000 |  | 0% |  |  |  |  | 6 | 0 |  |  | #DIV/0! |  | 0 |  |  | 10.1% | 0 | [37 empty] | 0 | 0 | 0 | 0 | 0 | 0
8 |  | Kanyama | Water Supply & Sanitation | 244000 |  | 0% |  |  |  |  | 6 | 0 |  |  | #DIV/0! |  | 0 |  |  | 10.1% | 0 | [37 empty] | 0 | 0 | 0 | 0 | 0 | 0
9 |  | Jahn Laing | Water Supply & Sanitation | 100000 |  | 0% |  |  |  |  | 6 | 0 |  |  | #DIV/0! |  | 0 |  |  | 10.1% | 0 | [37 empty] | 0 | 0 | 0 | 0 | 0 | 0
10 |  | Misisi | Water Supply | 37000 |  | 0% |  |  |  |  | 6 | 0 |  |  | #DIV/0! |  | 0 |  |  | 10.1% | 0 | [37 empty] | 0 | 0 | 0 | 0 | 0 | 0
11 |  | Chainama/Munali | Water Supply & Sanitation | 83000 |  | 0% |  |  |  |  | 6 | 0 |  |  | #DIV/0! |  | 0 |  |  | 10.1% | 0 | [37 empty] | 0 | 0 | 0 | 0 | 0 | 0
12 |  | Jack compound | Water Supply | 16000 |  | 0% |  |  |  |  | 6 | 0 |  |  | #DIV/0! |  | 0 |  |  | 10.1% | 0 | [37 empty] | 0 | 0 | 0 | 0 | 0 | 0
13 |  | Linda | Water Supply | 23000 |  | 0% |  |  |  |  | 6 | 0 |  |  | #DIV/0! |  | 0 |  |  | 10.1% | 0 | [37 empty] | 0 | 0 | 0 | 0 | 0 | 0
14 |  | Lilayi | Water Supply | 6900 |  | 0% |  |  |  |  | 6 | 0 |  |  | #DIV/0! |  | 0 |  |  | 10.1% | 0 | [37 empty] | 0 | 0 | 0 | 0 | 0 | 0
15 |  | Chibolya | Water Supply | 39000 |  | 0% |  |  |  |  | 6 | 0 |  |  | #DIV/0! |  | 0 |  |  | 10.1% | 0 | [37 empty] | 0 | 0 | 0 | 0 | 0 | 0
16 |  | Freedom | Water Supply | 13000 |  | 0% |  |  |  |  | 6 | 0 |  |  | #DIV/0! |  | 0 |  |  | 10.1% | 0 | [37 empty] | 0 | 0 | 0 | 0 | 0 | 0
17 |  | Chunga | Water Supply & Sanitation | 26000 |  | 0% |  |  |  |  | 6 | 0 |  |  | #DIV/0! |  | 0 |  |  | 10.1% | 0 | [37 empty] | 0 | 0 | 0 | 0 | 0 | 0
18 |  | Chunga - Madimba | Water Supply & Sanitation | 17000 |  | 0% |  |  |  |  | 6 | 0 |  |  | #DIV/0! |  | 0 |  |  | 10.1% | 0 | [37 empty] | 0 | 0 | 0 | 0 | 0 | 0
19 |  | Kabanana | Water Supply & Sanitation | 29000 |  | 0% |  |  |  |  | 6 | 0 |  |  | #DIV/0! |  | 0 |  |  | 10.1% | 0 | [37 empty] | 0 | 0 | 0 | 0 | 0 | 0
20 |  | SOS & Tiyende Pamodzi | Water Supply & Sanitation | 15000 |  | 0% |  |  |  |  | 6 | 0 |  |  | #DIV/0! |  | 0 |  |  | 10.1% | 0 | [37 empty] | 0 | 0 | 0 | 0 | 0 | 0
21 |  | Mazyopa | Water Supply | 18000 |  | 0% |  |  |  |  | 6 | 0 |  |  | #DIV/0! |  | 0 |  |  | 10.1% | 0 | [37 empty] | 0 | 0 | 0 | 0 | 0 | 0
22 |  | Chazanga | Water Supply | 46000 |  | 0% |  |  |  |  | 6 | 0 |  |  | #DIV/0! |  | 0 |  |  | 10.1% | 0 | [37 empty] | 0 | 0 | 0 | 0 | 0 | 0
23 |  | Chipata | Water Supply & Sanitation | 104000 |  | 0% |  |  |  |  | 6 | 0 |  |  | #DIV/0! |  | 0 |  |  | 10.1% | 0 | [37 empty] | 0 | 0 | 0 | 0 | 0 | 0
24 |  | Mandevu | Water Supply & Sanitation | 66000 |  | 0% |  |  |  |  | 6 | 0 |  |  | #DIV/0! |  | 0 |  |  | 10.1% | 0 | [37 empty] | 0 | 0 | 0 | 0 | 0 | 0
25 |  | Chaisa | Water Supply & Sanitation | 40000 |  | 0% |  |  |  |  | 6 | 0 |  |  | #DIV/0! |  | 0 |  |  | 10.1% | 0 | [37 empty] | 0 | 0 | 0 | 0 | 0 | 0
|  |  | Population growth rates | [9 empty] | Inflation factors based on Zambian CPI
|  |  | 2011-2020 | 0% | [8 empty] | (Use to bring past data up to 2011 figures) | [9 empty] | Summary meta-analysis results |  | Effect size | Impact
|  |  | 2021-2031 | 0% | [8 empty] | Year | CPI | % change in CPI | Growth in GDPpc | Index for GDPpc | rGDP (constant ZMK) | YOY Growth in rGDP |  | Population |  | Water supply |  | 0.98 | 2%
|  |  | 2032- | 0% | Assumption, for conservatism | [7 empty] | 2000 | 39.7696 |  | 0.9378% | 90.4572 | 2499044442112 |  |  |  |  | Water quality |  | 0.58 | 42%
|  |  | Phasing of infrastructure costs: | [9 empty] | 2001 | 48.2779 | 21.39% | 2.385% | 91.3055 | 2621311025152 | 4.893% |  |  |  | Sanitation |  | 0.63 | 37%
|  |  | Compact year | 1 | 2 | 3 | 4 | 5 |  |  |  |  | 2002 | 59.0117 | 22.23% | 0.3882% | 93.483 | 2.6925e+12 | 2.715% |  |  |  | Hygiene |  | 0.69 | 31%
|  |  | Capital cost fraction (%) | 5% | 20% | 35% | 35% | 5% |  |  |  |  | 2003 | 71.6411 | 21.4% | 3.345% | 93.8459 | 2.8451e+12 | 5.668% |  |  |  | Multiple |  | 0.62 | 38%
[13 empty] | 2004 | 84.5134 | 17.97% | 3.109% | 96.9847 | 2999805000000 | 5.437%
|  |  | Exchange rate | 4995 | ZMK/USD, | [7 empty] | 2005 | 100 | 18.32% | 2.815% | 100 | 3155795000000 | 5.2% | [6 empty] | Of diseases typically in Top Ten list for Lusaka, water & sanitation (W, S) interventions address three:
[13 empty] | 2006 | 109.0196 | 9.02% | 3.862% | 103.8616 | 3.3561e+12 | 6.348% | [6 empty] | Infectious diarrhea (W, S)
|  |  | Zambian population, 2011 | 13881336 | people | [7 empty] | 2007 | 120.6382 | 10.66% | 3.654% | 107.6568 | 3.564e+12 | 6.194% | [6 empty] | Intestinal nematodes (W, S)
|  |  | National population growth rate, 2009 | 2.467% | % | From 2011 WDI for Zambia | [6 empty] | 2008 | 135.6521 | 12.45% | 3.088% | 110.9813 | 3.7654e+12 | 5.652% | CAGR, 2000-09: | 12620219 | From 2011 WDI for Zambia |  |  |  | Schistosomiasis (W, S)
|  |  | Lusaka population growth rate, 2011 | 4.9% | [8 empty] | 2009 | 153.8233 | 13.4% | 3.719% | 115.1091 | 4.003e+12 | 6.309% | 5.374% | 12935368 | From 2011 WDI for Zambia |  |  |  | These will be the focus of this analysis.
[13 empty] | 2010 | 169.3594 | 10.1% | 2.73% | 118.2519 |  | 5.5%
[13 empty] | 2011 | 182.0614 | 7.5% | 2.73% | 121.4804 |  | 6% |  | 13881336
[13 empty] | 2012 | 193.8954 | 6.5% | 2.73% | 124.7971 |  | 6.2%
[13 empty] | 2013-32 | [5 empty] | 5.374%
Note on U9: Matthew R Hummer: Rosen and Vincent, p. 21, Table 6.
Note on CA9: Matthew R Hummer: Rosen and Vincent, p. 33, Table 9.
Note on X36: For different types of interventions (3ie 2009:27).
Note on Z36: Ratio of childhood diarrhea morbidity in the treatment group to that in the control group
Note on AA36: Attributable % reduction in childhood diarrhea morbidity due to the intervention.
Note on P37: Through 2009: Computed from Zambia WDI 2011.xlsx (col at left) 2010-2012 (forecasts): IMF.Article IV Consultation.Jan 2010.pdf, p. 23 (Tab. 1). 2013-2031: Assumed equal to 2012 forecast.
Note on R37: 2005 = 100
Note on E43: http://www.xe.com, 11/01/11
Note on AA44: Includes cholera, salmonellosis, shigellosis, amoebiasis, other bacterial, protozoal and viral intestinal diseases.
Note on D45: https://www.cia.gov/library/publications/the-world-factbook/geos/za.html
Note on AA45: Includes Schistosomiasis, Ascariasis, Trichuriasis, Hookworm
Note on Q48: Assumed from this point forward to equal 2000-09 average.

## BA data
ERR Version: Last updated: 2/13/2014
Beneficiary analysis inputs
Type of benefit |  | Distribution rule
Health -
Water |  | Proportional to mean income of respective income bin
Sanitation |  | Proportional to mean income of respective income bin
Time savings |  | Proportional to mean income of respective income bin
Non-revenue water |  | Proportional to ln(Mean income of respective income bin)
|  | Current 2011 ZMK per int'l 2005$ PPP |  | 4207.853 | IMF World Economic Outlook: http://www.imf.org/external/pubs/ft/weo/2011/01/weodata/index.aspx
|  | Current USD to 2005$ PPP |  | 0.84241 | Current $ / 2005$ PPP
|  |  | Assumptions: | Unskilled laborers | 90%
|  |  |  | Skilled Laborers | 10%
|  |  |  | Unskilled Daily Wage | 5.9518 | 8 | work h/day | 70% | unskilled wage / avg wage
|  |  |  | Average Unskilled Employment Duration (y) | 3 | 1095 | Duration (d) | 365 | days/y |  |  | (cell J64)
|  |  |  | Skilled/unskilled wage ratio | 7 | [5 empty] | Scenario | # Total ben
|  |  |  | Opportunity cost | 50% | [5 empty] | 1 | 251162.7254
|  |  |  | Average amount per beneficiary for empl. duration | 5213.7375 | [5 empty] | 2 | 768888.7807
TOTAL |  |  |  | Unskilled laborers | Assumed to be between 2-4$ | [5 empty] | 3M | 1087863.5854
|  |  |  | Skilled laborers | Above 4$, assumed | [5 empty] | 3N | 1087863.5854
Number of workers analysis
|  |  | 7431402.264 | Real, undiscounted wage bill (before opportunity wage is deducted)
|  |  | 90% | Share unskilled laborers
|  |  | 10% | Share skilled Laborers
|  | 29729.0172 | 5.9518 | Unskilled Daily Wage | [5 empty] | Local Labor Benefits (construction wages)
|  | ZMK | 3 | Employment Duration (y) | 50 | wks/y | 5 | d/wk
|  |  | 7 | Skilled/unskilled wage ratio | [5 empty] | ERR OVERVIEW
|  | … by changing this cell --> | 984.6037 | # unskilled workers | [8 empty] | Compact Implementaion | [19 empty] | NPV by | % NPV by
|  |  | 109.4004 | # skilled workers | Shadow wage rate |  | 50% | (for labor benefits calculation) |  |  | Units | 2012 | 2013 | 2014 | 2015 | 2016 | 2017 | 2018 | 2019 | 2020 | 2021 | 2022 | 2023 | 2024 | 2025 | 2026 | 2027 | 2028 | 2029 | 2030 | 2031 | 2032 | Subproject | Subproject
|  |  | 1094.0041 | Total # of workers | Incremental benefits per worker to both classes of workers, Compact duration: | [6 empty] | 0 | 1 | 2 | 3 | 4 | 5 | 6 | 7 | 8 | 9 | 10 | 11 | 12 | 13 | 14 | 15 | 16 | 17 | 18 | 19 | 20
|  |  | 4395090.2278 | Sum of unskilled workers' wages | Unskilled | 2231.9082
|  |  | 3418403.5105 | Sum of skilled workers' wages | Skilled | 15623.3574 |  |  |  | Total Income Gain from Local Labor | 2011 US$ (million) | 0 | 0.038611 | 1.5704 | 2.1934 | 2.1751 | 1.454 | 0 | 0 | 0 | 0 | 0 | 0 | 0 | 0 | 0 | 0 | 0 | 0 | 0 | 0 | 0 | 4.8811 | 100%
|  |  | 7813493.7383 | Sum of workers' wages | [5 empty] | Subprojects
|  | --> Set this cell = 0 … | -382091.4743 | D shaded cells above | [5 empty] | Core water network (Lp1, Lp6, Ls1 - NRW) | 2011 US$ (million) | 0 | 0 | 0.69619 | 1.0443 | 1.0443 | 0.69619 | 0 | 0 | 0 | 0 | 0 | 0 | 0 | 0 | 0 | 0 | 0 | 0 | 0 | 0 | 0 | 2.2777 | 46.66%
|  |  | ("Ctrl+Shift+W" automates this) | [6 empty] | Ls3 (Chelston - W) | 2011 US$ (million) | 0 | 0 | 0.27202 | 0.40802 | 0.40802 | 0.27202 | 0 | 0 | 0 | 0 | 0 | 0 | 0 | 0 | 0 | 0 | 0 | 0 | 0 | 0 | 0 | 0.88995 | 18.23%
[10 empty] | Chelston & Kaunda Sq. (S) | 2011 US$ (million) | 0 | 0 | 0.31512 | 0.46072 | 0.4368 | 0.2912 | 0 | 0 | 0 | 0 | 0 | 0 | 0 | 0 | 0 | 0 | 0 | 0 | 0 | 0 | 0 | 0.98702 | 20.22%
|  |  | 100% | Factor for conservatism to apply to consultants' estimates | [5 empty] | Ls6 (Lumumba - W) | 2011 US$ (million) | 0 | 0 | 0 | 0 | 0 | 0 | 0 | 0 | 0 | 0 | 0 | 0 | 0 | 0 | 0 | 0 | 0 | 0 | 0 | 0 | 0 | 0 | 0%
|  |  | 1000 | # unskilled workers (conservative, rounded) | [5 empty] | Chunga/Matero (S) | 2011 US$ (million) | 0 | 0 | 0 | 0 | 0 | 0 | 0 | 0 | 0 | 0 | 0 | 0 | 0 | 0 | 0 | 0 | 0 | 0 | 0 | 0 | 0 | 0 | 0%
|  |  | 100 | # skilled workers (conservative, rounded) | [5 empty] | Ls2 (Central - W) | 2011 US$ (million) | 0 | 0 | 0.10405 | 0.15608 | 0.15608 | 0.10405 | 0 | 0 | 0 | 0 | 0 | 0 | 0 | 0 | 0 | 0 | 0 | 0 | 0 | 0 | 0 | 0.34042 | 6.974%
|  |  | 1100 | Total # of workers (conservative, rounded) | [5 empty] | Sewershed expansions & upgrades (S) | 2011 US$ (million) | 0 | 0 | 0 | 0 | 0 | 0 | 0 | 0 | 0 | 0 | 0 | 0 | 0 | 0 | 0 | 0 | 0 | 0 | 0 | 0 | 0 | 0 | 0%
[10 empty] | Drainage | 2011 US$ (million) | 0 | 0.038611 | 0.18298 | 0.12426 | 0.1299 | 0.090531 | 0 | 0 | 0 | 0 | 0 | 0 | 0 | 0 | 0 | 0 | 0 | 0 | 0 | 0 | 0 | 0.38602 | 7.908%
Beneficiary matrices by subproject
Aim for five Poverty Scorecards (one for each highlighted Subproject below) and one total Compact scorecard | [9 empty] | Source: Master Cost Worksheet.1.xlsm
Beneficiaries (# people; not necessarily unique beneficiaries)
|  |  |  | Benefit streams |  |  |  | Avoided property damage | Avoided loss in value added
|  | Subprojects |  | Health | Local labor | Time savings | NRW
| 1 | Core water network (Lp1, Lp6, Ls1 - NRW) |  | 0 | 510.5048 | 0 | 860000
| 2 | Ls3 (Chelston - W) |  | 250102 | 199.4635 | 250102
| 3 | Chelston & Kaunda Sq. (S) |  | 155280 | 221.2204
| 4 | Ls6 (Lumumba - W)
| 5 | Chunga/Matero (S) |  | 0 | 0
| 6 | Ls2 (Central - W) |  | 318566 | 76.298 | 318566
| 7 | Sewershed expansions & upgrades (S)
| 8 | Drainage - Bombay |  | 218156.8917 | 86.5173 | 15127.9135 |  | 218156.8917 | 8324.64
Benefits (PV constant 2011 US$ (million))
|  |  |  | Benefit streams |  |  |  | Avoided property damage | Avoided loss in value added
|  | Subprojects |  | Health | Local labor | Time savings | NRW
| 1 | Core water network (Lp1, Lp6, Ls1 - NRW) |  | 0 |  | 0 | 61.4744
| 2 | Ls3 (Chelston - W) |  | 11.9159 |  | 134.159
| 3 | Chelston & Kaunda Sq. (S) |  | 8.2967
| 4 | Ls6 (Lumumba - W)
| 5 | Chunga/Matero (S)
| 6 | Ls2 (Central - W) |  | 6.8398 |  | 77.0086
| 7 | Sewershed expansions & upgrades (S)
| 8 | Drainage - Bombay |  | 14.2013 |  | 27.4 |  | 1.3436 | 4.0845
Benefits per beneficiary (PV constant 2011 US$ per person)
|  |  |  | Benefit streams |  |  |  | Avoided property damage | Avoided loss in value added
|  | Subprojects |  | Health | Local labor | Time savings | NRW
| 1 | Core water network (Lp1, Lp6, Ls1 - NRW) |  | 0 | 0 | 0 | 71.4818
| 2 | Ls3 (Chelston - W) |  | 47.6441 | 0 | 536.4173
| 3 | Chelston & Kaunda Sq. (S) |  | 53.4305 | 0
| 4 | Ls6 (Lumumba - W)
| 5 | Chunga/Matero (S) |  | 0 | 0
| 6 | Ls2 (Central - W) |  | 21.4707 | 0 | 241.7353
| 7 | Sewershed expansions & upgrades (S)
| 8 | Drainage - Bombay |  | 65.0967 | 0 | 1811.2237 |  | 6.1591 | 490.6545
|  |  |  | % Population by Poverty Bin |  |  |  | Mean Income
|  | Poverty By District/Ward |  | < $1.25 | $1.25-$2 | $2-$4 | > $4 | < $1.25 | $1.25-$2 | $2-$4 | > $4
|  | Lusaka |  | 20.84% | 19.08% | 26.37% | 33.71% | 0.827 | 1.6 | 2.82 | 10.15
|  | Non Revenue Water | Average of MTENDERE, Kalingalinga, NGWERERE, JUSTINE KABWE, Matero, Lima, and HARRY MWAANGA districts (see "Lusaka Beneficiary Counts.xls") | 61.92% | 13.77% | 14.2% | 10.1% | 0.582 | 1.5996 | 2.7599 | 9.0359
|  | Drainage |  | 45.09% | 14.77% | 17.09% | 23.06% | 0.65099 | 1.597 | 2.8421 | 9.7673
|  | Ls3 (Chelston - W) | See "Lusaka Beneficiary Counts.xls" | 64.48% | 12.1% | 14.39% | 9.036% | 0.56228 | 1.5817 | 2.7696 | 12.0797
|  | Chelston & Kaunda Sq. | See "Lusaka Beneficiary Counts.xls" | 67% | 11.35% | 12.03% | 9.62% | 0.52408 | 1.6052 | 2.7678 | 8.4075
|  | Central (W) | See "Lusaka Beneficiary Counts.xls" | 56.42% | 15.33% | 16.39% | 11.86% | 0.65319 | 1.5927 | 2.7875 | 10.3686
|  | Final Scorecard | See "Lusaka Beneficiary Counts.xls" | 59.02% | 13.83% | 14.8% | 12.35% | 0.59445 | 1.5972 | 2.7762 | 9.4923
|  | Targeted Water and Sewer |  | 62.58% | 12.86% | 14.86% | 9.701% | 0 | 0 | 0 | 0
|  | Kabulonga |  | 63.62% | 11.52% | 12.86% | 12% | 0.57 | 1.56 | 2.69 | 8.49
|  | Roma |  | 60% | 14.94% | 16.92% | 8.54% | 0.581 | 1.565 | 2.756 | 6.22
|  | Chainda |  | 60.78% | 14.02% | 11.76% | 13.43% | 0.564 | 1.593 | 2.92 | 9.03
|  | Mtendere |  | 70.75% | 10.94% | 11.89% | 6.42% | 0.53 | 1.609 | 2.726 | 8.066
|  | Kalingalinga |  | 67.7% | 12.87% | 12.87% | 6.56% | 0.552 | 1.594 | 2.71 | 7.535
|  | Chakunkula |  | 54.14% | 16.12% | 16.12% | 13.62% | 0.598 | 1.603 | 2.81 | 9.968
|  | Munali |  | 68.63% | 12.51% | 12.24% | 6.62% | 0.5201 | 1.583 | 2.82 | 8.71
Core water network (Lp1, Lp6, Ls1 - NRW)
|  | Beneficiaries | Total | < $1.25 | $1.25-$2 | $2-$4 | > $4
|  | Laborers | 510.5048 | 0 | 0 | 459.4543 | 51.0505
|  | NRW | 860000 | 532512 | 118434.2857 | 122156.8571 | 86896.8571
|  | Income By Category per Year | 5101.7093 | 212.43 | 583.8436 | 1007.3479 | 3298.0879
|  | Income By Category per Year (logged) | 11.615 | 2.3272 | 2.7663 | 3.0032 | 3.5183
|  | For Calculations, logged income * beneficiaries | 2239479.6113 | 1239270.3662 | 327624.3504 | 366858.9651 | 305725.9296
|  | Benefits By Category | 51786823.6572 | 28657495.0701 | 7576145.9817 | 8483426.4343 | 7069756.1712
|  | Benefits Per Person |  | 53.8157 | 63.9692 | 69.1868 | 81.3103
55.663
Drainage costs - Bombay
|  | Beneficiaries | Total | < $1.25 | $1.25-$2 | $2-$4 | > $4
|  | Laborers | 86.5173 | 0 | 0 | 77.8656 | 8.6517
|  | Sum, Other | 241609.4451 | 108945.9986 | 35675.4774 | 41287.3686 | 55705.9241
|  | Income By Category per Year | 5422.9411 | 237.6119 | 582.9019 | 1037.3671 | 3565.0602
|  | Income By Category per Year (logged) | 11.7095 | 2.3759 | 2.7656 | 3.0159 | 3.5521
|  | For Calculations, logged income * beneficiaries | 679896.3555 | 258841.3336 | 98663.9388 | 124519.9159 | 197871.1672
|  | Benefits By Category | 39618268.4785 | 15082953.9902 | 5749250.4321 | 7255905.1379 | 11530158.9183
|  | Benefits Per Person |  | 138.4443 | 161.1541 | 175.4107 | 206.9505
Ls3 (Chelston - W)
|  | Beneficiaries | Total | < $1.25 | $1.25-$2 | $2-$4 | > $4
|  | Laborers | 199.4635 | 0 | 0 | 179.5172 | 19.9464
|  | Sum, Other | 250102 | 161256.1478 | 30256.7126 | 35988.9421 | 22598.1382
|  | Income By Category per Year | 6202.5588 | 205.2331 | 577.311 | 1010.9196 | 4409.0951
|  | Income By Category per Year (logged) | 11.7227 | 2.3122 | 2.7614 | 3.0047 | 3.6443
|  | For Calculations, logged income * beneficiaries | 646907.3725 | 372864.1031 | 83551.1833 | 108136.5731 | 82355.513
|  | Benefits By Category | 123055399.0372 | 70926600.8509 | 15893193.7288 | 20569852.3817 | 15665752.0758
|  | Benefits Per Person | 2226.4605 | 439.8381 | 525.2783 | 568.7235 | 692.6206
Chelston & Kaunda Sq.
|  | Beneficiaries | Total | < $1.25 | $1.25-$2 | $2-$4 | > $4
|  | Laborers | 221.2204 | 0 | 0 | 199.0984 | 22.122
|  | Sum, Other | 155280 | 104034.1008 | 17631.9049 | 18674.0744 | 14938.1208
|  | Income By Category per Year | 4856.1722 | 191.2904 | 585.907 | 1010.2289 | 3068.7459
|  | Income By Category per Year (logged) | 11.5409 | 2.2817 | 2.7678 | 3.0044 | 3.487
|  | For Calculations, logged income * beneficiaries | 394369.3941 | 237373.8999 | 48802.0923 | 56104.7583 | 52088.6435
|  | Benefits By Category | 6989233.4739 | 4206872.1152 | 864897.7896 | 994319.6931 | 923143.876
|  | Benefits Per Person | 203.8812 | 40.4374 | 49.053 | 52.6843 | 61.7065
Combined Chelston & Kaunda Sq + Ls3
|  | Beneficiaries | Total | < $1.25 | $1.25-$2 | $2-$4 | > $4
|  | Laborers | 420.684 | 0 | 0 | 378.6156 | 42.0684
|  | Sum, Other | 405378.1416 | 265290.2487 | 47888.6175 | 54663.0165 | 37536.259
|  | Income By Category per Year | 5666.4151 | 199.7654 | 580.4759 | 1010.6828 | 3875.491
|  | Income By Category per Year (logged) | 11.6572 | 2.3005 | 2.7638 | 3.0046 | 3.5883
|  | For Calculations, logged income * beneficiaries | 1041593.0927 | 610305.6142 | 132353.8047 | 164241.3121 | 134692.3617
|  | Benefits By Category | 130044632.5112 | 76197672.4659 | 16524592.9655 | 20505801.3814 | 16816565.6984
|  | Benefits Per Person | 2430.3417 | 287.2238 | 345.0631 | 372.5508 | 447.507
Chunga/Matero (S)
|  | Beneficiaries | Total | < $1.25 | $1.25-$2 | $2-$4 | > $4
|  | Laborers | 0 | 0 | 0 | 0 | 0
|  | Sum, Other | 0 | 0 | 0 | 0 | 0
|  | Income By Category per Year | 5621.7516 | 238.4157 | 581.3484 | 1017.4428 | 3784.5447
|  | Income By Category per Year (logged) | 11.7273 | 2.3773 | 2.7644 | 3.0075 | 3.578
|  | For Calculations, logged income * beneficiaries | 0 | 0 | 0 | 0 | 0
|  | Benefits By Category | #DIV/0! | #DIV/0! | #DIV/0! | #DIV/0! | #DIV/0!
|  | Benefits Per Person | #DIV/0! | #DIV/0! | #DIV/0! | #DIV/0! | #DIV/0!
Central (W)
|  | Beneficiaries | Total | < $1.25 | $1.25-$2 | $2-$4 | > $4
|  | Laborers | 76.298 | 0 | 0 | 68.6682 | 7.6298
|  | Sum, Other | 318566 | 179744.0231 | 48824.4315 | 52222.2322 | 37775.3132
|  | Income By Category per Year | 5621.7516 | 238.4157 | 581.3484 | 1017.4428 | 3784.5447
|  | Income By Category per Year (logged) | 11.7273 | 2.3773 | 2.7644 | 3.0075 | 3.578
|  | For Calculations, logged income * beneficiaries | 854503.2376 | 427311.7272 | 134972.0385 | 157058.8861 | 135160.5858
|  | Benefits By Category | 70635041.1975 | 35322489.2854 | 11157073.5802 | 12982819.0281 | 11172659.3039
|  | Benefits Per Person | 969.0168 | 196.5155 | 228.5142 | 248.2807 | 295.7064
Final Scorecard
|  | Beneficiaries | Total | < $1.25 | $1.25-$2 | $2-$4 | > $4
|  | Laborers | 1094.0041 | 0 | 0 | 984.6037 | 109.4004
|  | Sum, Other | 1229318.8875 | 725514.5241 | 170074.1946 | 181903.082 | 151830.9323
|  | Income By Category per Year | 5277.94 | 216.9726 | 582.9861 | 1013.3027 | 3464.6787
|  | Income By Category per Year (logged) | 11.6475 | 2.3364 | 2.7657 | 3.0057 | 3.5397
|  | For Calculations, logged income * beneficiaries | 3249646.2611 | 1695095.622 | 470367.0853 | 546753.2258 | 537430.3279
|  | Benefits By Category | 292084765.8444 | 152358616.3103 | 42277543.1373 | 49143283.6405 | 48305322.7563
|  | Benefits Per Person | 1045.2141 | 210.0008 | 248.5829 | 268.7074 | 317.923
Breakdown of beneficiaries by ward
Subprojects
| 1 | Core water network (Lp1, Lp6, Ls1 - NRW)
| 2 | Ls3 (Chelston - W)
| 3 | Chelston & Kaunda Sq. (S)
| 4 | Ls6 (Lumumba - W)
| 5 | Chunga/Matero (S)
| 6 | Ls2 (Central - W)
| 7 | Sewershed expansions & upgrades (S)
| 8 | Drainage costs - Bombay |  | See various maps, as discussed.
|  | Beneficiary overlaps |  | Percent of beneficiaries in each of these subprojects…
…that overlap with |  |  |  | 1 | 2 | 3 | 4 | 5 | 6 | 7 | 8
beneficiaries in each |  | Subprojects |  | Core water network (Lp1, Lp6, Ls1 - NRW) | Ls3 (Chelston - W) | Chelston & Kaunda Sq. (S) | Ls6 (Lumumba - W) | Chunga/Matero (S) | Ls2 (Central - W) | Sewershed expansions & upgrades (S) | Drainage - Bombay
of these subprojects: | 1 | Core water network (Lp1, Lp6, Ls1 - NRW) |  | 100% | 53.48% | 36.66% |  | #DIV/0! | 88.73% |  | 5.921%
| 2 | Ls3 (Chelston - W) |  | 15.55% | 100% | 63.34% |  | 0% | 0% |  | 0%
| 3 | Chelston & Kaunda Sq. (S) |  | 6.62% | 44.27% | 100% |  | 0% | 0% |  | 0%
| 4 | Ls6 (Lumumba - W) |  | Percent of beneficiaries in each of these subprojects… 4: 100%; Percent of beneficiaries in each of these subprojects… 8: 0%
| 5 | Chunga/Matero (S) |  | 0% | 0% | 0% |  | 100% |  |  | 0%
| 6 | Ls2 (Central - W) |  | 32.87% | 0% | 0% |  | 0% | 100% |  | 0%
| 7 | Sewershed expansions & upgrades (S) |  | Percent of beneficiaries in each of these subprojects… 7: 100%; Percent of beneficiaries in each of these subprojects… 8: 0%
| 8 | Drainage costs - Bombay |  | 1.502% | 0% | 0% |  | 0% | 0% |  | 100%
|  |  | Table 6: Benefits per Beneficiary, by Activity | Percent of beneficiaries in each of these subprojects… 1: < $1.25; Percent of beneficiaries in each of these subprojects… 2: <$2; Percent of beneficiaries in each of these subprojects… 3: $2-$4; Percent of beneficiaries in each of these subprojects… 4: > $4
|  |  | Core Water Supply Network Rehabilitation | Percent of beneficiaries in each of these subprojects… 1: 53.8157; Percent of beneficiaries in each of these subprojects… 2: 55.663; Percent of beneficiaries in each of these subprojects… 3: 69.1868; Percent of beneficiaries in each of these subprojects… 4: 81.3103
|  |  | Targeted Water Supply and Sanitation Rehabilitation and Expansion | 250.5878 | 256.9497 | 311.8346 | 371.3658 | 286.2247
|  |  | Drainage Improvements | 138.4443 | 144.0464 | 175.4107 | 206.9505 | 161.1541
Table 7: Cost Effectiveness
Core Water Supply Network Rehabilitation
Targeted Water Supply and Sanitation Rehabilitation and Expansion
Drainage Improvements
Note on E30: So better to think of these as "# of 3y jobs," rather than just "jobs."
Note on F34: Accounting for opportunity costs.
Note on E63: andersonsc: Some hard-coded using Switchboard on ERR page and examiniing indiv. benefit streams on wks Benefits
Note on C166: Use Chunga Matero income distribution, etc.

## Poverty Scorecard
Poverty Scorecard
Zambia
Lusaka Water Supply, Sanitation, and Drainage Project (LWSSD)
MCC Cost (Millions USD) | 354.8
20-Year ERR | 17.04%
Present Value (PV) of Benefit Stream (Millions 2005 PPP $) | 292.0848
Present Value (PV) of All Costs (Millions 2005 PPP $) | 194.4252
Consumption per day (PPP $)
Beneficiaries | Total | < $1.25 | < $2 1 | $2-$4 | > $4
Beneficiary Households in Year 20 (#) | 205068.8153
Beneficiary Individuals in Year 20 (#) | 1230412.8917
National Population in Year 20 2 (#) | 18853774
Beneficiary Population by Poverty Level (%) 3 |  | 59.02% | 72.85% | 14.8% | 12.35%
National Population by Poverty Level 4 (%) |  | 68.08% | 80.56% | 11.49% | 7.94%
The Magnitude of the Benefits
PV of Benefit Stream Per Beneficiary Individual (USD) | 237.3553 | 210.0008 | 217.3276 | 268.7074 | 317.923
PV of Benefit Stream as Share of Annual Income (%) | 32.22% | 96.79% | 37.28% | 26.52% | 9.176%
Cost Effectiveness
[6 empty] | < $2 1 | $2-$4 | > $4
PV of Benefit Stream/Project Dollar (USD/USD) | 1.5023 | 0.78364 | 1.0011 | 0.25276 | 0.24845 | 66.64% | 16.83% | 16.54%
Percent of Project Participants Who Are Female 5 | 49.92%
GNI per capita 6 (USD) | 1280
Current National Population | 13881336
NB: all benefits incremental; PVs based on 10% discount rate and exclude MCC costs but net out any local costs
1 The beneficiaries and population living on less than $2 per day include those under $1.25 per day
2 Based on estimated 2010 population (CIA World Factbook), projected to Year 20
3,4 LCMS Surveys, 2006 data
5,6 CIA World Factbook, converted to PPP

## barchart data
Barchart data: | Costs: | < $1.25 | $1.25 - $2 | $2-$4 | > $4 |  | ERR Version: Last updated: 2/13/2014
Core water network (Lp1, Lp6, Ls1 - NRW) | 76.7088 | 28657495.0701 | 7576145.9817 | 8483426.4343 | 7069756.1712
Ls3 (Chelston - W) | 34.7163 | 70926600.8509 | 15893193.7288 | 20569852.3817 | 15665752.0758
Chelston & Kaunda Sq. (S) | 55.1704 | 4206872.1152 | 864897.7896 | 994319.6931 | 923143.876
Ls2 (Central - W) | 17.1377 | 35322489.2854 | 11157073.5802 | 12982819.0281 | 11172659.3039
Drainage | 53.8858 | 15082953.9902 | 5749250.4321 | 7255905.1379 | 11530158.9183
Total | 230.7955 | 152358616.3103 | 42277543.1373 | 49143283.6405 | 48305322.7563
Cost effectiveness by income category: |  | < $1.25 | $1.25 - $2 | $2-$4 | > $4
Core water network (Lp1, Lp6, Ls1 - NRW) |  | 0.37359 | 0.098765 | 0.11059 | 0.092164
Ls3 (Chelston - W) |  | 2.043 | 0.4578 | 0.59251 | 0.45125
Chelston & Kaunda Sq. (S) |  | 0.076252 | 0.015677 | 0.018023 | 0.016733
Ls2 (Central - W) |  | 2.0611 | 0.65103 | 0.75756 | 0.65194
Drainage |  | 0.27991 | 0.10669 | 0.13465 | 0.21397
Total |  | 0.66015 | 0.18318 | 0.21293 | 0.2093
Targeted water and sewage: |  | 1.0321 | 0.26083 | 0.3228 | 0.25939
National income distribution:
| Core water network | Ls3 (Chelston - W) | Chelston & Kaunda Sq. (S) | Ls2 (Central - W) | Drainage | National Income Distribution
CE for income <$1.25/day | 0.37359 | 2.043 | 0.076252 | 2.0611 | 0.27991 | 0.041135
CE for income >=$1.25/day and <$2/day | 0.098765 | 0.4578 | 0.015677 | 0.65103 | 0.10669 | 0.11043
CE for income >=$2/day and <$4/day | 0.11059 | 0.59251 | 0.018023 | 0.75756 | 0.13465 | 0.19198
CE for income >$4/day | 0.092164 | 0.45125 | 0.016733 | 0.65194 | 0.21397 | 0.65645
| LWSSC | National Income Distribution
CE for income <$1.25/day | 0.66015 | 0.041135
CE for income >=$1.25/day and <$2/day | 0.18318 | 0.11043
CE for income >=$2/day and <$4/day | 0.21293 | 0.19198
CE for income >$4/day | 0.2093 | 0.65645
| Core water network | Targeted Water, Sewage | Drainage | National Income Distribution
CE for income <$1.25/day | 0.37359 | 1.0321 | 0.27991 | 0.041135
CE for income >=$1.25/day and <$2/day | 0.098765 | 0.26083 | 0.10669 | 0.11043
CE for income >=$2/day and <$4/day | 0.11059 | 0.3228 | 0.13465 | 0.19198
CE for income >$4/day | 0.092164 | 0.25939 | 0.21397 | 0.65645
|  | Ls3 (Chelston - W) | Chelston & Kaunda Sq. (S) | Ls2 (Central - W)
|  | 2.043 | 0.076252 | 2.0611
|  | 0.4578 | 0.015677 | 0.65103
|  | 0.59251 | 0.018023 | 0.75756
|  | 0.45125 | 0.016733 | 0.65194
| CE for income <$1.25/day | CE for income >=$1.25/day and <$2/day | CE for income >=$2/day and <$4/day | CE for income >$4/day
Core water network | 0.37359 | 0.098765 | 0.11059 | 0.092164 | 0.67511
Targeted Water, Sewage | 1.0321 | 0.26083 | 0.3228 | 0.25939 | 1.8751
Drainage | 0.27991 | 0.10669 | 0.13465 | 0.21397 | 0.73523
0.47235
1.2929
0.3866