## User's Guide
Mongolia: Energy and Environment Project
Salkhit Wind Park
ERR Version | Investment Memorandum | Closeout ERR
Amount of MCC funds | $10.4 million | $2.97 million
Project Description | As part of the Clean Air Project, MCC will fund tariff subsidies, electrical grid improvements and technical assistance related to the Salkhit Wind Park. The infrastructure improvements include an upgrade to the SCADA electrical dispatch system, improvements to the Nalaikh substation, and a fiber optic cable to connect the substation to the dispatch center. | As part of the Clean Air Project, MCC will fund tariff subsidies, electrical grid improvements and technical assistance related to the Salkhit Wind Park. The infrastructure improvements include an upgrade to the SCADA electrical dispatch system, improvements to the Nalaikh substation, and a fiber optic cable to connect the substation to the dispatch center.
Benefit streams included in ERR | Newcom revenues, including the sale of carbon credits | Newcom revenues, including the sale of carbon credits
| Power quality and reliability benefits | Power quality and reliability benefits
| Health cost savings | Health cost savings
Costs included in ERR (not borne by MCC) | Newcom capital and development and operating costs | Newcom capital and development and operating costs
ERR estimations and time horizon | 14.1% over 20 years | 8.6% over 20 years
* Note that the cost-benefit model was produced by an external consultant
Table of Contents
Activity Description
One should read this sheet first, as it offers a summary of the project, a list of components, and states the economic rationale for the project.
Assumptions
A set of interactive charts that allow users to change any of the major assumptions listed in the model and see its impact on the ERR.
Project ERR
Shows the economic costs and benefits for the entire project and computes the resulting ERR over 20 years.
MCC ERRs
Shows the economic costs and benefits that can be attributed to total MCC's investment and computes the resulting ERR over 20 years.
Newcomm ERR
Shows the economic costs and benefits for Newcomm.
Power Gen
Estimates the quantity of power that the wind park will generate annually.
MCC Costs
Calculates the costs of the activity to MCC and shows the flow of funding.
CRETN
Projects CRETN's cash flow each year.
Newcom
Newcom's estimates of its annual cash flow from the wind park.
Pollution
Projects the annual air pollution by coal power plants in Ulaanbaatar and estimates the pollution displaced by the wind park.
Health
Calculates the expected health benefits resulting from the project.
Power Quality
Projects the power quality and reliability benefits resulting from the grid infrastructure upgrades.
Charts
A set of charts summarizing this analysis.
Coal O&M
Subsidy
Population

## Activity Description
Mongolia: Energy and Environment Project
Salkhit Wind Park Activity
Project Description
Summary
MCC approved $2.97 million to address air pollution through the Energy and Environment Project. The project, consisting of four separate activities, was designed to increase economic growth by reducing urban air pollution in the capital city of Ulaanbaatar, decreasing related health costs, and lowering energy costs through more efficient fuel consumption. The project provided financial incentives for ger district residents to adopt energy-efficient and lower-emission technologies, and funded the upgrade of the electrical network. The Wind Park Activity addresses air pollution from the city's combined heat and power plants, providing funds for the upgrades necessary to incorporate wind power into the national grid. The activity also provides temporary tariff subsidies and allows for cost recovery until the gap is bridged between current consumer tariffs and planned consumer tariffs. The Salkhit wind park is being developed by Newcom LLC to fulfill the energy shortage in Central Regional Electricity System, reduce the greenhouse gas emission, save utilization of non-renewable resources, such as coal and clean water.
Components
The Wind Project includes:
1. The 50MW Salkhit Wind park will comprise 25 wind turbines of 2,0 MW capacity each, produce and deliver about 130 million kWh of electricity annually to the Central grid. This project requires a total investment of over 89 million USD.
2. In terms of capacity, the Salkhit wind park is estimated to generate the amount of electricity equivalent to that of the Power Plant No. 2, annually allow saving of 1.2 million tons of potable water and 130 thousand tons of coal. The wind park will curb the emission of 206,200 tons of CO2 annually equivalent in the atmosphere or it will be equivalent to the establishment of approximately 460 floral gardens of the size of the Ulaanbaatar central children’s park.
3 This project will help to decrease the energy shortage, faced by current energy supply sector in Mongolia.
4. It will employ 120 employees during the construction phase and employ 40 employees during its operation.
Economic Rationale
Reasonable benefits will be drawn from operation of Wind Park in Mongolia, such as reducing health costs, saving non-renewable resources, and creating certain number of jobs, thus contributing to the alleviation of poverty, development and economic growth of Mongolia.
The most immediate economic benefit of the project is reducing health costs by reducing greenhouse gas emission and saving potable water.
Assumptions
[6 empty] | 88674.6693 | 88674.6693
1 | By reducing greenhouse emission, we estimate to reduce the health costs bared by UB citizens (respiratory disease, such as cold, flu, pneumonia, etc.) |  | 8000 | MNT/illness
2 | 8,000 MNT (based on 2006 estimate) per illness per person (an individual gets sick with respiratory illness 6 times annually). |  | 6 | illnesses/person/year |  | 5760000 | cases/year
3 | Total UB residence 1.2 million citizens, of which 80% (960,000) is assumed to get respiratory sickness each year. |  | 960000 | people ill/year | tons c02 per year | $/kw | kwh year | tons/kw
4 | Estimated CO2 emission within UB is 7.8 mln tons/year, the Wind Park will reduce it by 3% or 206,200 tons/year. |  | 2.644% | reduction in CO2 | 7800000 | 0.031434 | 2821000 | 2.765
5 | Wind Park will save 1.2 million tons of potable water per year, converter it to liters, it is 1.2 billion liters per year. |  | 1200000 | tonnes/year |  | 0.011369
6 | Price of one liter clean drinking water is 0.000006 $USD |  | 0.006 | US$/tonne |  |  |  |  | Water Price Scenario
7 | 1 USD exchange rate at 1,320 MNT. |  | 1320 | MNT/US$ | 5/19/20 Bank of Mongolia www.mongolbank.mn/eng/default.aspx http://www.exchangerates.org.uk/USD-MNT-exchange-rate-history.html |  |  |  | Tariff for Coal Mining | 0.006
8 | The average monthly salary is assumed to be 200,000MNT, and the unemployment rate is 7.3% (from Ministry of Finance website). |  | 200000 | MNT/month |  | 2400000 | MNT/year |  | Tariff for Small Business | 0.48
9 | The Salkhit Wind Park will employ about 120 employees on 1st year and 40 - 50 employees from year 2 until end of the project. |  | 7.3% | unemployment |  |  |  |  | Price of Clean Drinking Water | 0.46212
10 | Consumer tariff (end-user) will increase over time as follows: | Tariff increase scenario
| a. 2010 0.07USD/kWh | 2010 | 0.07 | USD/kWh
| b. 2011-2013 0.08USD/kWh | 2011-2013 | 0.08 | USD/kWh
| c. 2014-2018 0.085USD/kWh | 2014-2018 | 0.127 | USD/kWh
| d. 2019-2023 0.090USD/kWh | 2019-2023 | 0.127 | USD/kWh
| e. 2024-2028 0.100USD/kWh | 2024-2028 | 0.127 | USD/kWh
| f. 2029-2030 0.123USD/kWh | 2029-2030 | 0.127 | USD/kWh
11 | Ministry of Mineral Resource and Energy, seeking 14.732 million USD as subsidy and investment in regards to Salkhit Wind Park Project from MCC.
| a. 2.470 million USD as investment to the Grid expansion and upgrade, training, technical assistance (2010) | Gradual tariff increase scenario
| b. 7.664 million USD as subsidy to lessen the impact of Wind Park introduction in the Central grid to the end-user's energy price, (2011-2013) | 2010 | 0.07 | USD/kWh
12 | Inflation base if 5% on average during the project life. | 2011-2013 | 0.08 | USD/kWh
|  | 2014-2018 | 0.085 | USD/kWh
|  | 2019-2023 | 0.09 | USD/kWh
|  | 2024-2028 | 0.1 | USD/kWh
|  | 2029-2030 | 0.123 | USD/kWh
0.006
[6 empty] | 1 ton | 1000 liters

## Project ERR
Mongolia: Energy and Environment Project
Salkhit Wind Park Activity
ERR for Entire Project | 2012 | 2013 | 2014 | 2015 | 2016 | 2017 | 2018 | 2019 | 2020 | 2021 | 2022 | 2023 | 2024 | 2025 | 2026 | 2027 | 2028 | 2029 | 2030 | 2031 | 2032 | 2033
|  |  |  | compact ends | [18 empty] | Total (20 yrs) | PV (20 yrs) | % of total PV
Costs
Capital costs | [22 empty] | 0 | 0 | 0%
Newcom capital costs | 78783603.9933 | [21 empty] | 78783603.9933 | 71621458.1758 | 74.87%
Newcom development costs | 2403847.7812 | [21 empty] | 2403847.7812 | 2185316.1647 | 2.285% | PV of MCC Costs
SCADA dispatch system | 1020000 | [21 empty] | 1020000 | 927272.7273 | 0.9694% | 4914832.6711 | 5.138%
Fiber optic cable | 750000 | [21 empty] | 750000 | 681818.1818 | 0.7128%
Substation upgrade | 700000 | [21 empty] | 700000 | 636363.6364 | 0.6652%
Newcom operating costs | 0 | 555495.3476 | 2339081.4674 | 1790476.9552 | 1840440.7082 | 1892252.9891 | 2482359.2685 | 2538137.1982 | 2596042.1602 | 2656177.3836 | 2718651.8034 | 2783580.3929 | 2851084.5164 | 2921292.3025 | 2994339.039 | 3070367.5928 | 2613171.3083 | 2695624.6573 | 2781538.4687 | 2871090.6354 | 5964469.1293 | 2223351.847 | 46991204.1945 | 16936598.8767 | 17.71%
Tariff subsidy by MCC | 0 | 1077507.6 | 1701041.4 | 0 | 0 | 0 | 0 | 0 | 0 | 0 | 0 | 0 | 0 | 0 | 0 | 0 | 0 | 0 | 0 | 0 | 0 | 0 | 2778549 | 2168519.7295 | 2.267%
Other subsidies | 0 | 0 | 0 | 0 | 0 | 0 | 0 | 0 | 0 | 0 | 0 | 0 | 0 | 0 | 0 | 0 | 0 | 0 | 0 | 0 | 0 | 0 | 0 | 0 | 0%
Technical assistance to establish Renewable Energy Fund | 250000 | [21 empty] | 250000 | 227272.7273 | 0.2376%
MCC project admin costs | 86308.2908 | 86308.2908 | 86308.2908 | 86308.2908 | [18 empty] | 345233.1633 | 273585.6688 | 0.286%
Total costs | 83993760.0653 | 1719311.2384 | 4126431.1582 | 1876785.246 | 1840440.7082 | 1892252.9891 | 2482359.2685 | 2538137.1982 | 2596042.1602 | 2656177.3836 | 2718651.8034 | 2783580.3929 | 2851084.5164 | 2921292.3025 | 2994339.039 | 3070367.5928 | 2613171.3083 | 2695624.6573 | 2781538.4687 | 2871090.6354 | 5964469.1293 | 2223351.847 | 134022438.1324 | 95658205.8883 | 100%
Benefits
Newcom revenues | [24 empty] | 19.33%
Carbon credits (CDM) | 0 | 594867.0414 | 2379468.1655 | 2379468.1655 | 2379468.1655 | 2379468.1655 | 2379468.1655 | 2379468.1655 | 2379468.1655 | 2379468.1655 | 2379468.1655 | 2379468.1655 | 2379468.1655 | 2379468.1655 | 2379468.1655 | 2379468.1655 | 2379468.1655 | 2379468.1655 | 2379468.1655 | 2379468.1655 | 2379468.1655 | 1784601.1241 | 43425294.0203 | 16619724.0063 | 19.33%
Health cost savings | 0 | 921769.7239 | 4034467.1398 | 4139489.1882 | 4626762.2573 | 4964067.0417 | 5346582.1407 | 5758621.6202 | 6202417.3383 | 6680366.6034 | 7195044.2791 | 7749215.7675 | 8345850.9385 | 8988139.0702 | 9679504.8766 | 10423625.6999 | 11224449.9535 | 12086216.9052 | 13013477.8992 | 14011119.1205 | 15084386.0149 | 12179182.1137 | 145391187.5636 | 45897273.1278 | 53.37%
Power quality and reliability benefits | 0 | 191256.9452 | 239548.0291 | 280704.3061 | 359337.3335 | 440952.4658 | 543253.4378 | 669288.2354 | 824563.106 | 1015861.7466 | 1251541.6718 | 1541899.3396 | 1899619.9864 | 2340331.8233 | 2883288.8063 | 3552211.8093 | 4376324.9491 | 5391632.3373 | 6642491.0396 | 8183548.9607 | 10082132.3196 | 12421187.0178 | 42627656.3289 | 10032035.6452 | 11.67%
Employment (opportunity cost of labor) | 0 | 0 | 0 | 0 | 0 | 0 | 0 | 0 | 0 | 0 | 0 | 0 | 0 | 0 | 0 | 0 | 0 | 0 | 0 | 0 | 0 | 0 | 0 | 0 | 0%
Coal O&M | [23 empty] | 0
Avoided Fuel Costs | 0 | 0 | 0 | 607120.557 | 2428482.228 | 2428482.228 | 2428482.228 | 2428482.228 | 2428482.228 | 2428482.228 | 2428482.228 | 2428482.228 | 2428482.228 | 2428482.228 | 2428482.228 | 2428482.228 | 2428482.228 | 2428482.228 | 2428482.228 | 2428482.228 | 2428482.228 | 2428482.228 |  | 13391747.798 | 15.57%
Value of water saved (Coal plant O&M) | 0 | 1800 | 7200 | 7200 | 7200 | 7200 | 7200 | 7200 | 7200 | 7200 | 7200 | 7200 | 7200 | 7200 | 7200 | 7200 | 7200 | 7200 | 7200 | 7200 | 7200 | 5400 | 131400 | 50289.3943 | 0.05848%
Total benefits | 0 | 1709693.7105 | 6660683.3344 | 7413982.2168 | 9801249.9843 | 10220169.9009 | 10704985.972 | 11243060.2491 | 11842130.8377 | 12511378.7435 | 13261736.3443 | 14106265.5006 | 15060621.3184 | 16143621.287 | 17377944.0763 | 18790987.9027 | 20415925.296 | 22292999.636 | 24471119.3322 | 27009818.4747 | 29981668.728 | 28818852.4835 | 271038374.1173 | 85991069.9716 | 100%
Net benefits | -83993760.0653 | -9617.5279 | 2534252.1762 | 5537196.9708 | 7960809.2761 | 8327916.9118 | 8222626.7035 | 8704923.0509 | 9246088.6775 | 9855201.3599 | 10543084.5409 | 11322685.1077 | 12209536.802 | 13222328.9845 | 14383605.0373 | 15720620.3099 | 17802753.9878 | 19597374.9787 | 21689580.8635 | 24138727.8393 | 24017199.5988 | 26595500.6366
13391747.798
ERR: | 8.593%
NPV: | -9667135.9167
PV of benefits: | 85991069.9716
average coal heat rate
Sensitivity Analysis of Summary Parameters
ERR (20 years) | Base case costs | Costs +20% | Costs -20% |  | NPV (10%) | Base case costs | Costs +20% | Costs -20%
Base case benefits | 8.593% | 6.274% | 11.59% |  | Base case benefits | -9667135.9167 | -28798777.0943 | 9464505.261
Benefits +20% | 11.03% | 8.593% | 14.22% |  | Benefits +20% | 7531078.0777 | -11600563.1 | 26662719.2553
Benefits -20% | 5.767% | 3.55% | 8.593% |  | Benefits -20% | -26865349.911 | -45996991.0887 | -7733708.7333
Costs +20% | -100792512.0784 | -353479.7756 | 1708965.9445 | 5161839.9216 | 7592721.1344 | 7949466.3139 | 7726154.8498 | 8197295.6113 | 8726880.2455 | 9323965.8831 | 9999354.1803 | 10765969.0292 | 11639319.8987 | 12638070.524 | 13784737.2295 | 15106546.7913 | 17280119.7261 | 19058250.0473 | 21133273.1698 | 23564509.7122 | 22824305.7729 | 26150830.2672
ERR: | 6.274%
NPV (10%): | -28798777.0943
Costs -20% | -67195008.0523 | 334244.7198 | 3359538.4078 | 5912554.02 | 8328897.4177 | 8706367.5096 | 8719098.5572 | 9212550.4905 | 9765297.1096 | 10386436.8366 | 11086814.9016 | 11879401.1863 | 12779753.7053 | 13806587.445 | 14982472.8451 | 16334693.8284 | 18325388.2494 | 20136499.9102 | 22245888.5573 | 24712945.9663 | 25210093.4246 | 27040171.006
ERR: | 11.59%
NPV (10%): | 9464505.261
Benefits +20% | -83993760.0653 | 332321.2142 | 3866388.8431 | 7019993.4141 | 9921059.2729 | 10371950.892 | 10363623.8979 | 10953535.1007 | 11614514.8451 | 12357477.1086 | 13195431.8098 | 14143938.2079 | 15221661.0656 | 16451053.2419 | 17859193.8525 | 19478817.8904 | 21885939.047 | 24055974.9059 | 26583804.73 | 29540691.5342 | 30013533.3444 | 32359271.1333
ERR: | 11.03%
NPV (10%): | 7531078.0777
Benefits -20% | -83993760.0653 | -351556.27 | 1202115.5093 | 4054400.5274 | 6000559.2792 | 6283882.9316 | 6081629.5091 | 6456311.0011 | 6877662.51 | 7352925.6112 | 7890737.2721 | 8501432.0076 | 9197412.5383 | 9993604.7271 | 10908016.222 | 11962422.7293 | 13719568.9286 | 15138775.0515 | 16795356.9971 | 18736764.1443 | 18020865.8531 | 20831730.1399
ERR: | 5.767%
NPV (10%): | -26865349.911
Best case (costs -20%, benefits +20%) | -67195008.0523 | 676183.4619 | 4691675.0747 | 7395350.4633 | 10289147.4146 | 10750401.4898 | 10860095.7516 | 11461162.5404 | 12133723.2771 | 12888712.5853 | 13739162.1705 | 14700654.2864 | 15791877.9689 | 17035311.7024 | 18458061.6603 | 20092891.409 | 22408573.3087 | 24595099.8374 | 27140112.4237 | 30114909.6613 | 31206427.1702 | 32803941.5027
ERR: | 14.22%
NPV (10%): | 26662719.2553
Worst case (costs +20%, benefits -20%) | -100792512.0784 | -695418.5177 | 376829.2776 | 3679043.4782 | 5632471.1376 | 5905432.3338 | 5585157.6554 | 5948683.5614 | 6358454.0779 | 6821690.1344 | 7347006.9114 | 7944715.929 | 8627195.635 | 9409346.2666 | 10309148.4142 | 11348349.2108 | 13196934.6669 | 14599650.1201 | 16239049.3034 | 18162546.0173 | 16827972.0273 | 20387059.7705
ERR: | 3.55%
NPV (10%): | -45996991.0887
Costs +20%, benefits +20% | -100792512.0784 | -11541.0335 | 3041102.6114 | 6644636.3649 | 9552971.1313 | 9993500.2941 | 9867152.0442 | 10445907.6611 | 11095306.413 | 11826241.6318 | 12651701.4491 | 13587222.1293 | 14651444.1624 | 15866794.7814 | 17260326.0447 | 18864744.3719 | 21363304.7854 | 23516849.9745 | 26027497.0363 | 28966473.4071 | 28820639.5185 | 31914600.7639
ERR: | 8.593%
NPV (10%): | -11600563.1
Costs -20%, benefits -20% | -67195008.0523 | -7694.0223 | 2027401.7409 | 4429757.5766 | 6368647.4209 | 6662333.5294 | 6578101.3628 | 6963938.4407 | 7396870.942 | 7884161.0879 | 8434467.6328 | 9058148.0862 | 9767629.4416 | 10577863.1876 | 11506884.0298 | 12576496.2479 | 14242203.1902 | 15677899.983 | 17351664.6908 | 19310982.2714 | 19213759.679 | 21276400.5093
ERR: | 8.593%
NPV (10%): | -7733708.7333
Cost per kW | 1623.749

## Assumptions
Mongolia: Energy and Environment Project
Salkhit Wind Park Activity
Key
Original value with no source identified
Original Value with source identified
Updated Value with Source
Notes | Key Assumptions | [8 empty] | yes | Treatment costs
[10 empty] | no | Willingness-to-pay
| Model options | Select | Description |  | Default value
| MCC tariff subsidy? | yes | <--- select yes/no |  | yes
| Additional tariff subsidy? | no | <--- select yes/no |  | no
| Include employment benefits? | no | <--- select yes/no |  | no
| Include value of water saved? | yes | <--- select yes/no |  | no
1 | Health savings methodology used | Treatment costs | <--- select methodology |  | Treatment costs
| Consumer tariff rates constant? | yes | <--- select yes/no |  | yes
| Data assumptions | Enter value | Description | Select Estimate | Default value | Low estimate | High estimate
2 | Treatment cost per respiratory case | 104904.5873 | MNT/illness | Default value | 104904.5873 | 80000 | 120000
2 | Treatments/person/year | 1 | illnesses/person/year | Default value | 1 | 1 | 2
2 | Percent of population treated each year | 3.8% | of population | Default value | 3.8% | 3% | 4%
3 | Exchange rate | 1319.86 | MNT/US$ | Default value | 1319.86 | 1302.9423 | 1418.9918
| Population growth rate | 4% | per year | Default value | 4% | 3% | 5%
4 | Power produced annually by traditional power plants | 2821 | GWh | Default value | 2821 | 2500 | 3000
| Capacity factor of wind park turbines | 26.5% | of total capacity | Default value | 26.5% | 20% | 30%
5 | Percent of power outage time caused by equipment failures | 25% | of outage time | Default value | 25% | 20% | 30%
6 | Expected reduction in power outages | 5% | reduction from counterfactual | Default value | 5% | 0% | 10%
7 | Sale price of CDM credits by Newcom | 0.0205 | US$/kWh | Default value | 0.0205 | 0.016304 | 0.023333 |  | 29.7295 | 23.6446 | 33.838 | /CO2 tonne | 0.00068956 | 6.8956 x 10-4 metric tons CO2 / kWh | http://www.epa.gov/cleanenergy/energy-resources/refs.html
7 | Discount Rate (For NPV Calculations) | 10% |  | Default value | 10% | 7% | 13.25% | use defualt for high and low scenarios. Only change for additional sensitivity analysis
7 | GDP Growth Rate | 12% |  | Default value | 12% | 10% | 14.57%
Results
| Economic rate of return (ERR) for total MCC investment - 20 years | 16.97%
| Net present value (NPV) of total MCC investment | 5117202.9741
| Economic rate of return (ERR) for grid infrastructure upgrades - 20 years | 25.47%
| Net present value (NPV) of grid infrastructure upgrades | 7786581.0997
| Economic rate of return (ERR) for entire project - 20 years | 8.593%
| Net present value (NPV) | -9667135.9167
5174108.4
3920.1949
Assumptions
[5 empty] | 88674.6693 | 88674.6693
| By reducing greenhouse emission, we estimate to reduce the health costs bared by UB citizens (respiratory disease, such as cold, flu, pneumonia, etc.) | 8000 | MNT/illness
| 8,000 MNT (based on 2006 estimate) per illness per person (an individual gets sick with respiratory illness 6 times annually). | 6 | illnesses/person/year |  | 5760000 | cases/year
| Total UB residence 1.2 million citizens, of which 80% (960,000) is assumed to get respiratory sickness each year. | 960000 | people ill/year | tons c02 per year | $/kw | kwh year | tons/kw
| Estimated CO2 emission within UB is 7.8 mln tons/year, the Wind Park will reduce it by 3% or 206,200 tons/year. | 2.644% | reduction in CO2 | 7800000 | 0.031434 | 2821000 | 2.765
| Wind Park will save 1.2 million tons of potable water per year, converter it to liters, it is 1.2 billion liters per year. | 1200000 | tonnes/year |  | 0.011369
| Price of one liter clean drinking water is 0.000006 $USD | 0.006 | US$/tonne |  |  |  |  | Water Price Scenario
3 | 1 USD exchange rate at 1,320 MNT. | 1320 | MNT/US$ |  |  |  |  | Tariff for Coal Mining |  | 0.006
| The average monthly salary is assumed to be 200,000MNT, and the unemployment rate is 7.3% (from Ministry of Finance website). | 200000 | MNT/month |  | 2400000 | MNT/year |  | Tariff for Small Business |  | 0.48
| The Salkhit Wind Park will employ about 120 employees on 1st year and 40 - 50 employees from year 2 until end of the project. | 7.3% | unemployment |  |  |  |  | Price of Clean Drinking Water |  | 0.46212
| Consumer tariff (end-user) will increase over time as follows: | Tariff increase scenario
| a. 2010 0.07USD/kWh | 2010 | 0.07 | USD/kWh
| b. 2011-2013 0.08USD/kWh | 2011-2013 | 0.08 | USD/kWh
| c. 2014-2018 0.085USD/kWh | 2014-2018 | 0.127 | USD/kWh
| d. 2019-2023 0.090USD/kWh | 2019-2023 | 0.127 | USD/kWh
| e. 2024-2028 0.100USD/kWh | 2024-2028 | 0.127 | USD/kWh
| f. 2029-2030 0.123USD/kWh | 2029-2030 | 0.127 | USD/kWh
Ministry of Mineral Resource and Energy, seeking 14.732 million USD as subsidy and investment in regards to Salkhit Wind Park Project from MCC.
| a. 2.470 million USD as investment to the Grid expansion and upgrade, training, technical assistance (2010) | Gradual tariff increase scenario
| b. 7.664 million USD as subsidy to lessen the impact of Wind Park introduction in the Central grid to the end-user's energy price, (2011-2013) | 2010 | 0.07 | USD/kWh
| Inflation base if 5% on average during the project life. | 2011-2013 | 0.08 | USD/kWh
|  | 2014-2018 | 0.085 | USD/kWh
|  | 2019-2023 | 0.09 | USD/kWh
|  | 2024-2028 | 0.1 | USD/kWh
|  | 2029-2030 | 0.123 | USD/kWh
0.006
[7 empty] | 1 ton | 1000 liters
| Notes | Description
| 1 | Treatment cost methodology relies upon health cost information supplied by Dr. Saijaa through the GoM. Willingness-to-pay relies upon the methodology used in the World Bank discussion paper, June 2009.
| 2 | Mongolians' estimate (Dr. Sarjaa)
| 3 | Updated 5/18/12 using mongolbank.mn/eng/default.aspx
| 4 | World Bank discussion pape
| 5 | Based on electricity interruption data obtained from NDC, 9/28/09
| 6 | Based on meeting with Newcom, CRETN and NDC, 9/28/09.
| 7 | Based on CDM price/kWh in Newcom's ERR model, 10/15/09.
Note on G30: MCC: Source: http://www.whitehouse.gov/omb/circulars_a094
Note on H30: MCC: Source: http://www.mongolbank.mn/eng/default.aspx
Note on F31: MCC: www.npr.org/2012/05/21/0521/152683549/mineral-rich-mongolia-rapidly-becoming-minegolia
Note on G31: MCC: 2012 Assumption based on fairly even spread around default
Note on H31: MCC: calculated based on 2009-2017 IMF projections

## MCC ERRs
Mongolia: Energy and Environment Project
Salkhit Wind Park Activity
ERRs for MCC Investments | 2012 | 2013 | 2014 | 2015 | 2016 | 2017 | 2018 | 2019 | 2020 | 2021 | 2022 | 2023 | 2024 | 2025 | 2026 | 2027 | 2028 | 2029 | 2030 | 2031 | 2032 | 2033
MCC Costs
Grid infrastructure upgrades
SCADA dispatch system | 1020000 | 0 | 0 | 0 | 0 | 0 | 0 | 0 | 0 | 0 | 0 | 0 | 0 | 0 | 0 | 0 | 0 | 0 | 0 | 0 | 0 | 0
Fiber optic cable | 750000 | 0 | 0 | 0 | 0 | 0 | 0 | 0 | 0 | 0 | 0 | 0 | 0 | 0 | 0 | 0 | 0 | 0 | 0 | 0 | 0 | 0
Substation upgrade | 700000 | 0 | 0 | 0 | 0 | 0 | 0 | 0 | 0 | 0 | 0 | 0 | 0 | 0 | 0 | 0 | 0 | 0 | 0 | 0 | 0 | 0
Tariff subsidy by MCC | 0 | 1077507.6 | 1701041.4 | 0 | 0 | 0 | 0 | 0 | 0 | 0 | 0 | 0 | 0 | 0 | 0 | 0 | 0 | 0 | 0 | 0 | 0 | 0
Technical assistance to establish Renewable Energy Fund | 250000 | 0 | 0 | 0 | 0 | 0 | 0 | 0 | 0 | 0 | 0 | 0 | 0 | 0 | 0 | 0 | 0 | 0 | 0 | 0 | 0 | 0
MCC project admin costs | 86308.2908 | 86308.2908 | 86308.2908 | 86308.2908 | 0 | 0 | 0 | 0 | 0 | 0 | 0 | 0 | 0 | 0 | 0 | 0 | 0 | 0 | 0 | 0 | 0 | 0
Total costs | 2806308.2908 | 1163815.8908 | 1787349.6908 | 86308.2908 | 0 | 0 | 0 | 0 | 0 | 0 | 0 | 0 | 0 | 0 | 0 | 0 | 0 | 0 | 0 | 0 | 0 | 0 | 5843782.1633
Benefits Attributable to MCC Investment
Health cost savings1 | 0 | 0 | 0 | 0 | 0 | 0 | 0 | 0 | 0 | 0 | 0 | 0 | 0 | 0 | 0 | 0 | 0 | 0 | 0 | 0 | 0 | 0
Power quality and reliability benefits2 | 0 | 191256.9452 | 239548.0291 | 280704.3061 | 359337.3335 | 440952.4658 | 543253.4378 | 669288.2354 | 824563.106 | 1015861.7466 | 1251541.6718 | 1541899.3396 | 1899619.9864 | 2340331.8233 | 2883288.8063 | 3552211.8093 | 4376324.9491 | 5391632.3373 | 6642491.0396 | 8183548.9607 | 10082132.3196 | 12421187.0178
Total benefits | 0 | 191256.9452 | 239548.0291 | 280704.3061 | 359337.3335 | 440952.4658 | 543253.4378 | 669288.2354 | 824563.106 | 1015861.7466 | 1251541.6718 | 1541899.3396 | 1899619.9864 | 2340331.8233 | 2883288.8063 | 3552211.8093 | 4376324.9491 | 5391632.3373 | 6642491.0396 | 8183548.9607 | 10082132.3196 | 12421187.0178
Net benefits
Net benefits of grid infrastructure upgrades | -2470000 | 191256.9452 | 239548.0291 | 280704.3061 | 359337.3335 | 440952.4658 | 543253.4378 | 669288.2354 | 824563.106 | 1015861.7466 | 1251541.6718 | 1541899.3396 | 1899619.9864 | 2340331.8233 | 2883288.8063 | 3552211.8093 | 4376324.9491 | 5391632.3373 | 6642491.0396 | 8183548.9607 | 10082132.3196 | 12421187.0178
Net benefits of total MCC investment | -2806308.2908 | -972558.9456 | -1547801.6617 | 194396.0153 | 359337.3335 | 440952.4658 | 543253.4378 | 669288.2354 | 824563.106 | 1015861.7466 | 1251541.6718 | 1541899.3396 | 1899619.9864 | 2340331.8233 | 2883288.8063 | 3552211.8093 | 4376324.9491 | 5391632.3373 | 6642491.0396 | 8183548.9607 | 10082132.3196 | 12421187.0178
ERR (grid infrastructure upgrades): | 25.47%
NPV of grid infrastructure upgrades: | 7786581.0997
PV of benefits for grid infrastructure upgrades: | 10032035.6452
ERR (total MCC investment): | 16.97%
NPV: | 5117202.9741
PV of benefits: | 10032035.6452
Notes:
1. Power quality and reliability benefits could be attributed to MCC’s investment, since these benefits result from the SCADA system upgrade.
2. Because the impact of MCC's investment on health cost savings could be negative, the ERR should be viewed as the upper bound of the ERR of MCC's investment.

## Newcomm ERR
Mongolia: Energy and Environment Project
Salkhit Wind Park Activity
ERR for Entire Project | 2012 | 2013 | 2014 | 2015 | 2016 | 2017 | 2018 | 2019 | 2020 | 2021 | 2022 | 2023 | 2024 | 2025 | 2026 | 2027 | 2028 | 2029 | 2030 | 2031 | 2032 | 2033
|  |  |  | compact ends | [18 empty] | Total (20 yrs) | PV (20 yrs) | % of total PV
Costs
Capital costs | [22 empty] | 0 | 0 | 0%
Newcom capital costs | 78783603.9933 | [21 empty] | 78783603.9933 | 71621458.1758 | 77.02%
Newcom development costs | 2403847.7812 | [21 empty] | 2403847.7812 | 2185316.1647 | 2.35% | PV of MCC Costs
SCADA dispatch system | 1020000 | [21 empty] | 1020000 | 927272.7273 | 0.9972% | #REF! | #REF!
Fiber optic cable | 750000 | [21 empty] | 750000 | 681818.1818 | 0.7332%
Substation upgrade | 700000 | [21 empty] | 700000 | 636363.6364 | 0.6843%
Newcom operating costs | 0 | 555495.3476 | 2339081.4674 | 1790476.9552 | 1840440.7082 | 1892252.9891 | 2482359.2685 | 2538137.1982 | 2596042.1602 | 2656177.3836 | 2718651.8034 | 2783580.3929 | 2851084.5164 | 2921292.3025 | 2994339.039 | 3070367.5928 | 2613171.3083 | 2695624.6573 | 2781538.4687 | 2871090.6354 | 5964469.1293 | 2223351.847 | 46991204.1945 | 16936598.8767 | 18.21%
Other subsidies | 0 | 0 | 0 | 0 | 0 | 0 | 0 | 0 | 0 | 0 | 0 | 0 | 0 | 0 | 0 | 0 | 0 | 0 | 0 | 0 | 0 | 0 | 0 | 0 | 0%
Total costs | 83657451.7745 | 555495.3476 | 2339081.4674 | 1790476.9552 | 1840440.7082 | 1892252.9891 | 2482359.2685 | 2538137.1982 | 2596042.1602 | 2656177.3836 | 2718651.8034 | 2783580.3929 | 2851084.5164 | 2921292.3025 | 2994339.039 | 3070367.5928 | 2613171.3083 | 2695624.6573 | 2781538.4687 | 2871090.6354 | 5964469.1293 | 2223351.847 | 130648655.969 | 92988827.7626 | 100%
Benefits
Newcom revenues | [24 empty] | 100%
Electricity revenues | 0 | 2756662.5 | 11026650 | 11026650 | 11026650 | 11026650 | 11026650 | 11026650 | 11026650 | 11026650 | 11026650 | 11026650 | 11026650 | 11026650 | 11026650 | 11026650 | 11026650 | 11026650 | 11026650 | 11026650 | 11026650 | 8269987.5 | 201236362.5 | 77017159.7045 | 78.55%
Carbon credits (CDM) | 0 | 594867.0414 | 2379468.1655 | 2379468.1655 | 2379468.1655 | 2379468.1655 | 2379468.1655 | 2379468.1655 | 2379468.1655 | 2379468.1655 | 2379468.1655 | 2379468.1655 | 2379468.1655 | 2379468.1655 | 2379468.1655 | 2379468.1655 | 2379468.1655 | 2379468.1655 | 2379468.1655 | 2379468.1655 | 2379468.1655 | 1784601.1241 | 43425294.0203 | 16619724.0063 | 16.95%
Interest | 0 | 72133.3215 | 417900.1538 | 504573.3187 | 566165.9331 | 610913.2075 | 638816.3684 | 655135.5154 | 665123.2277 | 661753.9023 | 643886.3542 | 610361.5111 | 415147.1064 | 545274.1587 | 729087.7626 | 906021.2981 | 1066842.3732 | 1139137.8779 | 1138044.7744 | 1136035.8847 | 1133931.6421 | 850448.7315 | 13122354.0498 | 4411870.3188 | 4.5%
Total benefits | 0 | 3423662.8628 | 13824018.3193 | 13910691.4842 | 13972284.0986 | 14017031.373 | 14044934.5339 | 14061253.6809 | 14071241.3931 | 14067872.0678 | 14050004.5197 | 14016479.6766 | 13821265.2719 | 13951392.3242 | 14135205.9281 | 14312139.4636 | 14472960.5387 | 14545256.0434 | 14544162.9399 | 14542154.0502 | 14540049.8076 | 10905037.3557 | 257784010.5701 | 98048754.0296 | 100%
Net benefits | -83657451.7745 | 2868167.5152 | 11484936.8519 | 12120214.529 | 12131843.3904 | 12124778.3839 | 11562575.2655 | 11523116.4827 | 11475199.2329 | 11411694.6842 | 11331352.7164 | 11232899.2837 | 10970180.7555 | 11030100.0217 | 11140866.8891 | 11241771.8708 | 11859789.2305 | 11849631.3862 | 11762624.4712 | 11671063.4148 | 8575580.6783 | 8681685.5087
ERR: | 10.93%
NPV: | 5059926.267
PV of benefits: | 98048754.0296
average coal heat rate
Sensitivity Analysis of Summary Parameters
ERR (20 years) | Base case costs | Costs +20% | Costs -20% |  | NPV | Base case costs | Costs +20% | Costs -20%
Base case benefits | 10.93% | 7.813% | 15.07% |  | Base case benefits | 5059926.267 | -13537839.2855 | 23657691.8195
Benefits +20% | 14.28% | 10.93% | 18.82% |  | Benefits +20% | 24669677.0729 | 6071911.5204 | 43267442.6254
Benefits -20% | 7.142% | 4.231% | 10.93% |  | Benefits -20% | -14549824.5389 | -33147590.0915 | 4047941.0136
Costs +20% | -100388942.1294 | 2757068.4457 | 11017120.5584 | 11762119.1379 | 11763755.2488 | 11746327.7861 | 11066103.4118 | 11015489.0431 | 10955990.8009 | 10880459.2074 | 10787622.3557 | 10676183.2052 | 10399963.8522 | 10445841.5613 | 10541999.0813 | 10627698.3522 | 11337154.9688 | 11310506.4547 | 11206316.7775 | 11096845.2878 | 7382686.8524 | 8237015.1393
ERR: | 7.813%
NPV: | -13537839.2855
Costs -20% | -66925961.4196 | 2979266.5848 | 11952753.1453 | 12478309.92 | 12499931.5321 | 12503228.9817 | 12059047.1192 | 12030743.9223 | 11994407.665 | 11942930.1609 | 11875083.0771 | 11789615.3623 | 11540397.6588 | 11614358.4822 | 11739734.6969 | 11855845.3894 | 12382423.4921 | 12388756.3176 | 12318932.165 | 12245281.5419 | 9768474.5041 | 9126355.8781
ERR: | 15.07%
NPV: | 23657691.8195
Benefits +20% | -83657451.7745 | 3552900.0878 | 14249740.5157 | 14902352.8258 | 14926300.2102 | 14928184.6585 | 14371562.1723 | 14335367.2189 | 14289447.5116 | 14225269.0977 | 14141353.6203 | 14036195.2191 | 13734433.8099 | 13820378.4866 | 13967908.0747 | 14104199.7635 | 14754381.3382 | 14758682.5948 | 14671457.0592 | 14579494.2249 | 11483590.6398 | 10862692.9798
ERR: | 14.28%
NPV: | 24669677.0729
Benefits -20% | -83657451.7745 | 2183434.9427 | 8720133.188 | 9338076.2322 | 9337386.5707 | 9321372.1093 | 8753588.3587 | 8710865.7465 | 8660950.9543 | 8598120.2706 | 8521351.8124 | 8429603.3484 | 8205927.7011 | 8239821.5569 | 8313825.7035 | 8379343.9781 | 8965197.1227 | 8940580.1775 | 8853791.8832 | 8762632.6048 | 5667570.7168 | 6500678.0376
ERR: | 7.142%
NPV: | -14549824.5389
Best case (costs -20%, benefits +20%) | -66925961.4196 | 3663999.1573 | 14717556.8092 | 15260448.2169 | 15294388.3518 | 15306635.2563 | 14868034.026 | 14842994.6585 | 14808655.9436 | 14756504.5744 | 14685083.981 | 14592911.2976 | 14304650.7132 | 14404636.9471 | 14566775.8825 | 14718273.2821 | 15277015.5998 | 15297807.5263 | 15227764.7529 | 15153712.352 | 12676484.4656 | 11307363.3492
ERR: | 18.82%
NPV: | 43267442.6254
Worst case (costs +20%, benefits -20%) | -100388942.1294 | 2072335.8732 | 8252316.8945 | 8979980.8411 | 8969298.4291 | 8942921.5115 | 8257116.505 | 8203238.3069 | 8141742.5223 | 8066884.7939 | 7977621.4518 | 7872887.2698 | 7635710.7978 | 7655563.0964 | 7714957.8957 | 7765270.4595 | 8442562.8611 | 8401455.246 | 8297484.1895 | 8188414.4777 | 4474676.8909 | 6056007.6682
ERR: | 4.231%
NPV: | -33147590.0915
Costs +20%, benefits +20% | -100388942.1294 | 3441801.0183 | 13781924.2222 | 14544257.4348 | 14558212.0685 | 14549734.0607 | 13875090.3186 | 13827739.7792 | 13770239.0795 | 13694033.621 | 13597623.2597 | 13479479.1405 | 13164216.9066 | 13236120.0261 | 13369040.2669 | 13490126.245 | 14231747.0765 | 14219557.6634 | 14115149.3655 | 14005276.0978 | 10290696.8139 | 10418022.6105
ERR: | 10.93%
NPV: | 6071911.5204
Costs -20%, benefits -20% | -66925961.4196 | 2294534.0122 | 9187949.4815 | 9696171.6232 | 9705474.7123 | 9699822.7071 | 9250060.2124 | 9218493.1862 | 9180159.3863 | 9129355.7473 | 9065082.1731 | 8986319.427 | 8776144.6044 | 8824080.0174 | 8912693.5113 | 8993417.4966 | 9487831.3844 | 9479705.1089 | 9410099.577 | 9336850.7319 | 6860464.5426 | 6945348.407
ERR: | 10.93%
NPV: | 4047941.0136
Cost per kW | 1623.749

## Power Gen
Mongolia: Energy and Environment Project
Salkhit Wind Park Activity
Annual Power Generation Estimates
Salkhit Wind Park Technical Specifications
GoM |  |  |  | Total power | 50 | MW
GoM estimate | 132284700 | kWh/yr |  | Number of turbines | 25
Total capacity of wind farm | 438000000 | kWh/yr |  | Vesta V80 rotor diameter | 80 | m
Estimated capacity factor | 30.2% |  |  | Avg. wind speed Salkhit | 7.5 | m/s | 44.39% | V100 CF per CalWEA
Rough calculation using US Dept. of Energy formula
AEO = .01328*D2*V3
AEO = annual energy output (kWh/yr) |  | = | 108002241.5582 | kWh/year
D = rotor diameter (ft) |  | = | 262.4672 | ft
V = average annual wind speed (mph) |  | = | 16.777 | mph
Estimated capacity factor | 24.66%
Source: "Estimating a Small Wind Turbine's Annual Energy Output." US Dept. of Energy. Last updated Feb. 24, 2009.
http://www.energysavers.gov/your_home/electricity/index.cfm/mytopic=11020
Newcom
Gross power generation | 140100000 | kWh/year
Estimated loss | 17.2% | /year
Net power generation | 116002800 | kWh/year
Estimated capacity factor | 26.48%
Source: "Business Plan Salkhit Wind Park." Newcom LLC. p.4
Cost Comparison
Avg. wind speed (m/s) | Cost/kWh
7.15 | 0.048
8.08 | 0.036
9.32 | 0.026
Salkhit Wind Park | 0.127
Source: "The Economics of Wind Energy." American Wind Energy Association. Feb. 2005.
http://www.awea.org/pubs/factsheets/EconomicsOfWind-Feb2005.pdf
Cost of Power at Traditional Plants in Mongolia
Plant | Fuel | US$/MWh | US$/kWh
Power Plant #2 | coal | 27.6 | 0.0276
Power Plant #3 | coal | 16.3 | 0.0163
Power Plant #4 | coal | 15.9 | 0.0159
Darkhan | coal | 18.2 | 0.0182
Erdenet | coal | 20.9 | 0.0209
Salkhit Wind Park | wind | 95 | 0.095
Source: Economic Consulting Associates. "Mongolia: Renewable Energy Regulatory Development Road Map." Interim Report II, May 2009.
Note on A9: MCC: Based on GoM estimate
Note on M9: MCC: From CalWEA DRECP chart (Nov 11)

## MCC Costs
Mongolia: Energy and Environment Project
Salkhit Wind Park Activity
MCC Proposed Reallocation Costs
2009-08-10
|  |  | Maximum Market | % Market | Cost | % subsidy | Cost to Consumer | TOTAL INVESTMENT COST
CONSUMPTION
1 | Energy Efficiency - Ger District Residents
a | Energy efficient Stoves or better |  | 120000 | 50% | 100 | 70% | 30 | 4200000
b | Ger Insulation or better |  | 60000 | 40% | 350 | 80% | 70 | 6720000
c | HOBs (JICA findings) |  | 400 | 90% | 500 | 50% | 250 | 90000
d | Green home etc,. |  | 10000 | 30% | 1929 | 70% | 578.7 | 4050900
e | Small house insulation |  | 22500 | 20% | 1219 | 70% | 365.7 | 3840000
f | Energy Efficient Mortgages | [6 empty] | 12400000
| Ulanbaataar | Straw Bale House (UNDP)
| Ulanbaataar | Pre-Cast Panel Buildings Refurbishment (GTZ) | [5 empty] | 0
| Ulanbaataar | Other Home energy efficiency renovation including solar | [5 empty] | 0
| Ulanbaataar | Habitat Homes (HFHI) | [5 empty] | 0
| Ulanbaataar | BEEP Design Book (UNDP) | [5 empty] | 0
g | Free Stove with trade in | [6 empty] | 0
| Subtototal | [6 empty] | 31300900
2 | Facility for Alternative Fuels
| Price Equalization Pymts | [6 empty] | 20000000
3 | Public Awareness Campaign | [6 empty] | 3000000
[9 empty] | Share of total | Admin expenses
| TOTAL CONSUMPTION | [6 empty] | 54300900 | 86.19% | 2154766.8367
PRODUCTION
4 | Wind Energy | [6 empty] | 8700000 | 13.81% | 345233.1633
| Tariff Subsidy | [6 empty] | 6200000
| Nalaikh Substation Upgrade | [6 empty] | 700000
| SCADA System | [6 empty] | 1050000
| Fiber optic cable | [6 empty] | 750000
| Technical assistance | [6 empty] | 250000
| TOTAL MCC INVESTMENT | [6 empty] | 63000900
5 | Operational cost/Program Admin | [6 empty] | 2500000
| GRAND TOTAL MCC INVESTMENT | [6 empty] | 65500900
|  |  | 2012 | 2013 | 2014 | 2015 | Total
|  | Tariff subsidy requested by CRETN | 0 | 1363822.5 | 5455290 | 5455290 | 12274402.5
|  | Tariff subsidy in MCC financial plan | 0 | 0 | 2479514.6138 | 3720485.3862 | 6200000
|  | MCC subsidy used in ERR model | 0 | 1363822.5 | 4836177.5 | 0 | 6200000
|  | Total MCC cost | 8950000
[5 empty] | 3065000 | 4599000 | 7664000
[5 empty] | 39.99% | 60.01%
Note on D10: MCC: Source: XacBank
Note on H10: MCC: "Old Stove" costs $25 Source: GTZ
Note on F11: MCC: Source: XacBank
Note on D12: MCC: Source: JICA
Note on D13: MCC: Source: JICA
Note on D17: MCC: Source: GTZ - # of panel apartment buildings in UB
Note on F17: MCC: Source: GTZ
Note on H49: Marissa: Is there a title for chart? What does it show?

## CRETN
Mongolia: Energy and Environment Project
Salkhit Wind Park Activity
CRETN Cash Flow |  | 2012 | 2013 | 2014 | 2015 | 2016 | 2017 | 2018 | 2019 | 2020 | 2021 | 2022 | 2023 | 2024 | 2025 | 2026 | 2027 | 2028 | 2029 | 2030 | 2031 | 2032 | 2033
Energy
| Electricity generated (kWh) | 0 | 29017500 | 116070000 | 116070000 | 116070000 | 116070000 | 116070000 | 116070000 | 116070000 | 116070000 | 116070000 | 116070000 | 116070000 | 116070000 | 116070000 | 116070000 | 116070000 | 116070000 | 116070000 | 116070000 | 116070000 | 87052500
| Consumer tariff (US$/kWh) | 0.08 | 0.08 | 0.08 | 0.08 | 0.08 | 0.08 | 0.08 | 0.08 | 0.08 | 0.08 | 0.08 | 0.08 | 0.08 | 0.08 | 0.08 | 0.08 | 0.08 | 0.08 | 0.08 | 0.08 | 0.08 | 0.08
Revenues
| Tariffs paid by consumers | 0 | 2321400 | 9285600 | 9285600 | 9285600 | 9285600 | 9285600 | 9285600 | 9285600 | 9285600 | 9285600 | 9285600 | 9285600 | 9285600 | 9285600 | 9285600 | 9285600 | 9285600 | 9285600 | 9285600 | 9285600 | 6964200
| Total Revenues | 0 | 2321400 | 9285600 | 9285600 | 9285600 | 9285600 | 9285600 | 9285600 | 9285600 | 9285600 | 9285600 | 9285600 | 9285600 | 9285600 | 9285600 | 9285600 | 9285600 | 9285600 | 9285600 | 9285600 | 9285600 | 6964200
Costs
| Tariff paid to Newcom | 0 | -2756662.5 | -11026650 | -11026650 | -11026650 | -11026650 | -11026650 | -11026650 | -11026650 | -11026650 | -11026650 | -11026650 | -11026650 | -11026650 | -11026650 | -11026650 | -11026650 | -11026650 | -11026650 | -11026650 | -11026650 | -8269987.5
| T&D costs and losses | 0 | -928560 | -3714240 | -3714240 | -3714240 | -3714240 | -3714240 | -3714240 | -3714240 | -3714240 | -3714240 | -3714240 | -3714240 | -3714240 | -3714240 | -3714240 | -3714240 | -3714240 | -3714240 | -3714240 | -3714240 | -2785680
| Cost of wind power after T&D costs/losses | 0 | -3685222.5 | -14740890 | -14740890 | -14740890 | -14740890 | -14740890 | -14740890 | -14740890 | -14740890 | -14740890 | -14740890 | -14740890 | -14740890 | -14740890 | -14740890 | -14740890 | -14740890 | -14740890 | -14740890 | -14740890 | -11055667.5
Subsidies
| Revenue shortfall | 0 | -1363822.5 | -5455290 | -5455290 | -5455290 | -5455290 | -5455290 | -5455290 | -5455290 | -5455290 | -5455290 | -5455290 | -5455290 | -5455290 | -5455290 | -5455290 | -5455290 | -5455290 | -5455290 | -5455290 | -5455290 | -4091467.5
| MCC Subsidy | 2012: 0; 2013: 1077507.6; 2014: 1701041.4; 2015: 0
| Subsidy from other source | 0 | 286314.9 | 3754248.6 | 5455290 | 5455290 | 5455290 | 5455290 | 5455290 | 5455290 | 5455290 | 5455290 | 5455290 | 5455290 | 5455290 | 5455290 | 5455290 | 5455290 | 5455290 | 5455290 | 5455290 | 5455290 | 4091467.5
| Total Subsidies | 0 | 1363822.5 | 5455290 | 5455290 | 5455290 | 5455290 | 5455290 | 5455290 | 5455290 | 5455290 | 5455290 | 5455290 | 5455290 | 5455290 | 5455290 | 5455290 | 5455290 | 5455290 | 5455290 | 5455290 | 5455290 | 4091467.5
Net cash flow |  | 0 | 0 | 0 | 0 | 0 | 0 | 0 | 0 | 0 | 0 | 0 | 0 | 0 | 0 | 0 | 0 | 0 | 0 | 0 | 0 | 0 | 0
Assumptions | bar: 2012 to 2013
| Cost/kWh to CRETN after T&D costs/losses | 2012: 0.127; 2013: US$/kWh
| Tariff paid to CRETN by consumers | 2012: 0.08; 2013: US$/kWh
| Tariff paid to Newcom by CRETN | 2012: 0.095; 2013: US$/kWh

## Newcom
Mongolia: Energy and Environment Project
Salkhit Wind Park Activity
Newcom Cash Flow |  |  | 1 | 2 | 3 | 4 | 5 | 6 | 7 | 8 | 9 | 10 | 11 | 12 | 13 | 14 | 15 | 16 | 17 | 18 | 19 | 20
|  | 2012 | 2013 | 2014 | 2015 | 2016 | 2017 | 2018 | 2019 | 2020 | 2021 | 2022 | 2023 | 2024 | 2025 | 2026 | 2027 | 2028 | 2029 | 2030 | 2031 | 2032 | 2033
Energy
| Electricity generated (kWh) | 0 | 29017500 | 116070000 | 116070000 | 116070000 | 116070000 | 116070000 | 116070000 | 116070000 | 116070000 | 116070000 | 116070000 | 116070000 | 116070000 | 116070000 | 116070000 | 116070000 | 116070000 | 116070000 | 116070000 | 116070000 | 87052500
Revenues
| Electricity revenues | 0 | 2756662.5 | 11026650 | 11026650 | 11026650 | 11026650 | 11026650 | 11026650 | 11026650 | 11026650 | 11026650 | 11026650 | 11026650 | 11026650 | 11026650 | 11026650 | 11026650 | 11026650 | 11026650 | 11026650 | 11026650 | 8269987.5
| CDM credits | 0 | 594867.0414 | 2379468.1655 | 2379468.1655 | 2379468.1655 | 2379468.1655 | 2379468.1655 | 2379468.1655 | 2379468.1655 | 2379468.1655 | 2379468.1655 | 2379468.1655 | 2379468.1655 | 2379468.1655 | 2379468.1655 | 2379468.1655 | 2379468.1655 | 2379468.1655 | 2379468.1655 | 2379468.1655 | 2379468.1655 | 1784601.1241
| Interest on reserve account | 1 2013: 52305.7487; 2 2014: 209222.9949; 3 2015: 209222.9949; 4 2016: 209222.9949; 5 2017: 209222.9949; 6 2018: 209222.9949; 7 2019: 209222.9949; 8 2020: 209222.9949; 9 2021: 209222.9949; 10 2022: 209222.9949; 11 2023: 209222.9949; 20 2033: 0
| Interest on Cash |  | 19827.5727 | 208677.1588 | 295350.3237 | 356942.9382 | 401690.2126 | 429593.3735 | 445912.5204 | 455900.2327 | 452530.9073 | 434663.3593 | 401138.5162 | 415147.1064 | 545274.1587 | 729087.7626 | 906021.2981 | 1066842.3732 | 1139137.8779 | 1138044.7744 | 1136035.8847 | 1133931.6421 | 850448.7315
Other Income
| Total Project Revenue | 0 | 3423662.8628 | 13824018.3193 | 13910691.4842 | 13972284.0986 | 14017031.373 | 14044934.5339 | 14061253.6809 | 14071241.3931 | 14067872.0678 | 14050004.5197 | 14016479.6766 | 13821265.2719 | 13951392.3242 | 14135205.9281 | 14312139.4636 | 14472960.5387 | 14545256.0434 | 14544162.9399 | 14542154.0502 | 14540049.8076 | 10905037.3557 | 283229097.7334
Costs
Operating costs
| Landlease |  | 4500 | 19080 | 20224.8 | 21438.288 | 22724.5853 | 24088.0604 | 25533.344 | 27065.3447 | 28689.2653 | 30410.6213 | 32235.2585 | 34169.3741 | 36219.5365 | 38392.7087 | 40696.2712 | 43138.0475 | 45726.3303 | 48469.9101 | 51378.1048 | 54460.791 | 40845.5933
| Administration |  | 47700 | 202248 | 214382.88 | 227245.8528 | 240880.604 | 255333.4402 | 270653.4466 | 286892.6534 | 304106.2126 | 322352.5854 | 341693.7405 | 362195.3649 | 383927.0868 | 406962.712 | 431380.4748 | 457263.3032 | 484699.1014 | 513781.0475 | 544607.9104 | 577284.385 | 432963.2887
| Grid line maintenance, metering |  | 6250 | 26500 | 28090 | 29775.4 | 31561.924 | 33455.6394 | 35462.9778 | 37590.7565 | 39846.2019 | 42236.974 | 44771.1924 | 47457.464 | 50304.9118 | 53323.2065 | 56522.5989 | 59913.9548 | 63508.7921 | 67319.3196 | 71358.4788 | 75639.9876 | 56729.9907
| Electricity use |  | 12500 | 53000 | 56180 | 59550.8 | 63123.848 | 66911.2789 | 70925.9556 | 75181.5129 | 79692.4037 | 84473.948 | 89542.3848 | 94914.9279 | 100609.8236 | 106646.413 | 113045.1978 | 119827.9097 | 127017.5842 | 134638.6393 | 142716.9576 | 151279.9751 | 113459.9813
| Telephone |  | 625 | 2650 | 2809 | 2977.54 | 3156.1924 | 3345.5639 | 3546.2978 | 3759.0756 | 3984.6202 | 4223.6974 | 4477.1192 | 4745.7464 | 5030.4912 | 5332.3207 | 5652.2599 | 5991.3955 | 6350.8792 | 6731.932 | 7135.8479 | 7563.9988 | 5672.9991
| Insurance yr 1-2 | 1 2013: 92152.309; 2 2014: 375981.4207
| Insurance yr 3+ |  |  |  | 681779.6429 | 695415.2357 | 709323.5405 | 723510.0113 | 737980.2115 | 752739.8157 | 767794.612 | 783150.5043 | 798813.5144 | 814789.7847 | 831085.5804 | 847707.292 | 864661.4378 | 881954.6666 | 899593.7599 | 917585.6351 | 935937.3478 | 954656.0947 | 715992.0711
| Maintenance yr 1-2 | 1 2013: 341268.4615; 2 2014: 1446978.2769
| Maintenance/spare parts yr 3+ |  |  |  | 624240 | 636724.8 | 649459.296 | 662448.4819 | 675697.4516 | 689211.4006 | 702995.6286 | 717055.5412 | 731396.652 | 746024.585 | 760945.0767 | 776163.9783 | 791687.2578 | 807521.003 | 823671.4231 | 840144.8515 | 856947.7485 | 874086.7035 | 655565.0276
| Large maintenance yr 6-15 | 6 2018: 487597.768; 7 2019: 487597.768; 8 2020: 487597.768; 9 2021: 487597.768; 10 2022: 487597.768; 11 2023: 487597.768; 12 2024: 487597.768; 13 2025: 487597.768; 14 2026: 487597.768; 15 2027: 487597.768
| Contingency |  | 50499.5771 | 212643.7698 | 162770.6323 | 167312.7917 | 172022.999 | 225669.0244 | 230739.7453 | 236003.8327 | 241470.6712 | 247150.1639 | 253052.763 | 259189.5015 | 265572.0275 | 272212.6399 | 279124.3266 | 237561.028 | 245056.787 | 252867.1335 | 261008.2396 | 269497.1936 | 202122.8952
| Demolition costs end of project | 20 2032: 1500000
| Scrap value of project | 20 2032: 1500000
| Total operating costs | 0 | 555495.3476 | 2339081.4674 | 1790476.9552 | 1840440.7082 | 1892252.9891 | 2482359.2685 | 2538137.1982 | 2596042.1602 | 2656177.3836 | 2718651.8034 | 2783580.3929 | 2851084.5164 | 2921292.3025 | 2994339.039 | 3070367.5928 | 2613171.3083 | 2695624.6573 | 2781538.4687 | 2871090.6354 | 5964469.1293 | 2223351.847
Financing |  | 2012: *C31 comes from ratio of equity to debt that Newcome listed in their business plan (p. 8)
| Project investment | 2012: 26652820.8
Financing
| Financing Costs During Construction | 2012: 1566622.226
| Senior debt (interest+principle) | 1 2013: 1257798.3014; 2 2014: 8809389.2607; 3 2015: 8809389.2607; 4 2016: 8809389.2607; 5 2017: 8809389.2607; 6 2018: 8809389.2607; 7 2019: 8809389.2607; 8 2020: 8809389.2607; 9 2021: 8809389.2607; 10 2022: 8809389.2607; 11 2023: 8809389.2607; 12 2024: 8809389.2607
| Property tax |  | 13326.4104 | 53305.6415 | 53305.6415 | 53305.6415 | 53305.6415 | 53305.6415 | 53305.6415 | 53305.6415 | 53305.6415 | 53305.6415 | 53305.6415 | 53305.6415 | 53305.6415 | 53305.6415 | 53305.6415 | 53305.6415 | 53305.6415 | 53305.6415 | 53305.6415 | 53305.6415 | 39979.2311
| Corporate tax |  | 45314.6901 | 463254.1551 | 697637.4955 | 782153.7457 | 868525.2516 | 823163.2502 | 916102.4349 | 1015151.3134 | 1119185.6223 | 1228603.4122 | 1343853.5984 | 1429226.5943 | 1607343.249 | 1635034.9658 | 1660261.2113 | 3269367.4443 | 3266827.9832 | 3245076.2545 | 3222185.9904 | 3198315.3063 | 2398736.4797
| Total cost | 28219443.026 | 1871934.7494 | 11665030.5247 | 11350809.3529 | 11485289.3561 | 11623473.1429 | 12168217.4209 | 12316934.5353 | 12473888.3758 | 12638057.9081 | 12809950.1178 | 12990128.8935 | 13143006.0129 | 4581941.193 | 4682679.6463 | 4783934.4455 | 5935844.394 | 6015758.282 | 6079920.3647 | 6146582.2673 | 9216090.077 | 4662067.5578
Net cash flow |  | -28219443.026 | 1551728.1134 | 2158987.7945 | 2559882.1313 | 2486994.7426 | 2393558.2301 | 1876717.1131 | 1744319.1456 | 1597353.0174 | 1429814.1596 | 1240054.402 | 1026350.7831 | 678259.259 | 9369451.1313 | 9452526.2818 | 9528205.018 | 8537116.1447 | 8529497.7614 | 8464242.5752 | 8395571.7829 | 5323959.7305 | 6242969.7979
| NPV | 2012: 2973.8179
| Equity IRR | 2012: 10%
| IRR (10 years) | 2012: -8.775%
| IRR (20 years) | 2012: 9.378%
Inflation | bar: 2012
| Discount rate | 2012: 10%
*MCC policy is to set a discount rate of 10% for costs and benefits
Assumption
| Sale price of CDM credits by Newcom | 2012: 0.0205; 1 2013: US$/kWh
| Financing Costs During Construction | 2012: 5.878%; 1 2013: 4.719%; 2 2014: 33.05%

## Pollution
Mongolia: Energy and Environment Project
Salkhit Wind Park Activity
Ulaan Baatar Pollution Scenarios | 2006 | 2007 | 2008 | 2009 | 2010 | 2011 | 2012 | 2013 | 2014 | 2015 | 2016 | 2017 | 2018 | 2019 | 2020 | 2021 | 2022 | 2023 | 2024 | 2025 | 2026 | 2027 | 2028 | 2029 | 2030 | 2031 | 2032 | 2033 | growth rate 2006-31 based on previous estimates
Without Project
Emissions (tons/year) |  |  |  | 2.861% | 2.861% | 2.861% | 2.861% | 2.861% | 2.861% | 2.861% | 2.861% | 2.861% | 2.861% | 2.861% | 2.861% | 2.861% | 2.861% | 2.861% | 2.861% | 2.861% | 2.861% | 2.861% | 2.861% | 2.861% | 2.861% | 2.861% | 2.861% | 2.861%
Large particulate matter |  |  | 18589 | 19120.7655 | 19667.7429 | 20230.3674 | 20809.0866 | 21404.3609 | 22016.6639 | 22646.4827 | 23294.3184 | 23960.6864 | 24646.1168 | 25351.155 | 26076.3618 | 26822.3142 | 27589.6057 | 28378.8466 | 29190.665 | 30025.7066 | 30884.6358 | 31768.1359 | 32676.9098 | 33611.6805 | 34573.1917 | 35562.2083 | 36579.5172 | 37625.9277 | 2.861%
Small particulate matter |  |  | 7436 | 7648.7176 | 7867.5204 | 8092.5823 | 8324.0824 | 8562.2049 | 8807.1393 | 9059.0804 | 9318.2286 | 9584.7902 | 9858.9771 | 10141.0075 | 10431.1058 | 10729.5029 | 11036.4359 | 11352.1493 | 11676.8941 | 12010.9287 | 12354.5189 | 12707.9379 | 13071.4671 | 13445.3955 | 13830.0206 | 14225.6486 | 14632.594 | 15051.1807 | 2.861%
Sulfur dioxide |  |  | 33600 | 35034.5092 | 36530.2629 | 38089.8759 | 39716.0746 | 41411.7017 | 43179.7215 | 45023.2247 | 46945.4339 | 48949.7093 | 51039.5548 | 53218.6235 | 55490.7248 | 57859.8305 | 60330.0822 | 62905.7982 | 65591.481 | 68391.8257 | 71311.7275 | 74356.2908 | 77530.8378 | 80840.9181 | 84292.318 | 87891.0711 | 91643.4683 | 95556.0694 | 4.269%
Nitrogen oxides | [28 empty] | 4.269%
Total |  |  | 59625 | 61803.9923 | 64065.5261 | 66412.8256 | 68849.2436 | 71378.2676 | 74003.5248 | 76728.7878 | 79557.9809 | 82495.1859 | 85544.6487 | 88710.786 | 91998.1924 | 95411.6476 | 98956.1238 | 102636.7941 | 106459.0401 | 110428.461 | 114550.8821 | 118832.3646 | 123279.2146 | 127897.994 | 132695.5303 | 137678.928 | 142855.5795 | 148233.1778
Percentage of total emissions
Large particulate matter |  |  | 31.18% | 30.94% | 30.7% | 30.46% | 30.22% | 29.99% | 29.75% | 29.51% | 29.28% | 29.04% | 28.81% | 28.58% | 28.34% | 28.11% | 27.88% | 27.65% | 27.42% | 27.19% | 26.96% | 26.73% | 26.51% | 26.28% | 26.05% | 25.83% | 25.61% | 25.38%
Small particulate matter |  |  | 12.47% | 12.38% | 12.28% | 12.19% | 12.09% | 12% | 11.9% | 11.81% | 11.71% | 11.62% | 11.52% | 11.43% | 11.34% | 11.25% | 11.15% | 11.06% | 10.97% | 10.88% | 10.79% | 10.69% | 10.6% | 10.51% | 10.42% | 10.33% | 10.24% | 10.15%
Sulfur dioxide |  |  | 56.35% | 56.69% | 57.02% | 57.35% | 57.69% | 58.02% | 58.35% | 58.68% | 59.01% | 59.34% | 59.66% | 59.99% | 60.32% | 60.64% | 60.97% | 61.29% | 61.61% | 61.93% | 62.25% | 62.57% | 62.89% | 63.21% | 63.52% | 63.84% | 64.15% | 64.46%
Nitrogen oxides |  |  | 0% | 0% | 0% | 0% | 0% | 0% | 0% | 0% | 0% | 0% | 0% | 0% | 0% | 0% | 0% | 0% | 0% | 0% | 0% | 0% | 0% | 0% | 0% | 0% | 0% | 0%
Maximum concentrations of emissions from power plants (µg/m3)
Large particulate matter |  | 8 | 8 | 8.2289 | 8.4642 | 8.7064 | 8.9554 | 9.2116 | 9.4751 | 9.7462 | 10.025 | 10.3118 | 10.6068 | 10.9102 | 11.2223 | 11.5433 | 11.8735 | 12.2132 | 12.5626 | 12.9219 | 13.2916 | 13.6718 | 14.0629 | 14.4652 | 14.879 | 15.3046 | 15.7424 | 16.1928
Small particulate matter |  | 4 | 4 | 4.1144 | 4.2321 | 4.3532 | 4.4777 | 4.6058 | 4.7376 | 4.8731 | 5.0125 | 5.1559 | 5.3034 | 5.4551 | 5.6111 | 5.7717 | 5.9368 | 6.1066 | 6.2813 | 6.461 | 6.6458 | 6.8359 | 7.0315 | 7.2326 | 7.4395 | 7.6523 | 7.8712 | 8.0964
Power production
Power generated by coal plants (GWh) |  |  | 2821 | 2924.202 | 3031.617 | 3143.403 | 3259.7496 | 3380.8552 | 3506.9265 | 3638.1799 | 3774.8411 | 3917.1461 | 4065.3412 | 4219.6838 | 4380.4427 | 4547.8988 | 4722.3452 | 4904.0884 | 5093.4484 | 5290.7593 | 5496.3702 | 5710.6459 | 5933.9671 | 6166.7316 | 6409.3549 | 6662.271 | 6925.9331 | 7200.8146
With project
Emissions (tons/year) |  |  |  | 2.861% | 2.861% | 2.861% | 2.861% | 1.978% | 0.3172% | 2.988% | 2.983% | 2.979% | 2.975% | 2.971% | 2.967% | 2.964% | 2.96% | 2.957% | 2.953% | 2.95% | 2.947% | 2.944% | 2.941% | 2.938% | 2.935% | 2.933% | 2.93% | 3.349%
Large particulate matter |  |  | 18589 | 19120.7655 | 19667.7429 | 20230.3674 | 20809.0866 | 21220.6497 | 21287.9705 | 21923.9848 | 22578.0574 | 23250.7009 | 23942.4429 | 24653.8258 | 25385.4081 | 26137.7638 | 26911.4838 | 27707.1759 | 28525.4652 | 29366.9951 | 30232.4272 | 31122.4423 | 32037.7406 | 32979.0426 | 33947.0896 | 34942.644 | 35966.4901 | 37171.0582
Small particulate matter |  |  | 7436 | 7648.7176 | 7867.5204 | 8092.5823 | 8324.0824 | 8488.7165 | 8515.6463 | 8770.0657 | 9031.7088 | 9300.7807 | 9577.4923 | 9862.0608 | 10154.7095 | 10455.668 | 10765.1726 | 11083.4666 | 11410.7999 | 11747.43 | 12093.6214 | 12449.6466 | 12815.7856 | 13192.3267 | 13579.5663 | 13977.8095 | 14387.37 | 14869.2231
Sulfur dioxide |  |  | 33600 | 35034.5092 | 36530.2629 | 38089.8759 | 39716.0746 | 41056.2697 | 41750.5869 | 43586.8346 | 45501.9409 | 47499.2674 | 49582.3189 | 51754.7494 | 54020.3692 | 56383.1507 | 58847.2358 | 61416.9433 | 64096.7759 | 66891.4287 | 69805.7969 | 72844.9846 | 76014.3137 | 79319.3332 | 82765.8291 | 86359.834 | 90107.6381 | 94400.8675
Nitrogen oxides |  |  | 0 | 0 | 0 | 0 | 0 | 0 | 0 | 0 | 0 | 0 | 0 | 0 | 0 | 0 | 0 | 0 | 0 | 0 | 0 | 0 | 0 | 0 | 0 | 0 | 0 | 0
Total |  |  | 59625 | 61803.9923 | 64065.5261 | 66412.8256 | 68849.2436 | 70765.6359 | 71554.2037 | 74280.8851 | 77111.7072 | 80050.7491 | 83102.2541 | 86270.6361 | 89560.4867 | 92976.5824 | 96523.8922 | 100207.5857 | 104033.0411 | 108005.8538 | 112131.8455 | 116417.0734 | 120867.8399 | 125490.7026 | 130292.485 | 135280.2874 | 140461.4982 | 146441.1488
Maximum concentrations of emissions from power plants (µg/m3)
Large particulate matter | 8 | 8 | 8 | 8.2289 | 8.4642 | 8.7064 | 8.9554 | 9.1326 | 9.1615 | 9.4353 | 9.7167 | 10.0062 | 10.3039 | 10.6101 | 10.9249 | 11.2487 | 11.5817 | 11.9241 | 12.2763 | 12.6384 | 13.0109 | 13.3939 | 13.7878 | 14.1929 | 14.6095 | 15.038 | 15.4786 | 15.997
Small particulate matter | 4 | 4 | 4 | 4.1144 | 4.2321 | 4.3532 | 4.4777 | 4.5663 | 4.5808 | 4.7176 | 4.8584 | 5.0031 | 5.152 | 5.305 | 5.4625 | 5.6244 | 5.7908 | 5.9621 | 6.1381 | 6.3192 | 6.5054 | 6.697 | 6.8939 | 7.0965 | 7.3048 | 7.519 | 7.7393 | 7.9985
Power production
Power generated by coal plants (GWh) |  |  |  |  | 3031.617 | 3143.403 | 3259.7496 | 3351.8377 | 3390.8565 | 3522.1099 | 3658.7711 | 3801.0761 | 3949.2712 | 4103.6138 | 4264.3727 | 4431.8288 | 4606.2752 | 4788.0184 | 4977.3784 | 5174.6893 | 5380.3002 | 5594.5759 | 5817.8971 | 6050.6616 | 6293.2849 | 6546.201 | 6809.8631 | 7113.7621
Power generated by Salkhit Wind Park (GWh) |  |  |  |  | 0 | 0 | 0 | 29.0175 | 116.07 | 116.07 | 116.07 | 116.07 | 116.07 | 116.07 | 116.07 | 116.07 | 116.07 | 116.07 | 116.07 | 116.07 | 116.07 | 116.07 | 116.07 | 116.07 | 116.07 | 116.07 | 116.07 | 87.0525
Total power generated by all sources (GWh) |  |  |  |  | 3031.617 | 3143.403 | 3259.7496 | 3380.8552 | 3506.9265 | 3638.1799 | 3774.8411 | 3917.1461 | 4065.3412 | 4219.6838 | 4380.4427 | 4547.8988 | 4722.3452 | 4904.0884 | 5093.4484 | 5290.7593 | 5496.3702 | 5710.6459 | 5933.9671 | 6166.7316 | 6409.3549 | 6662.271 | 6925.9331 | 7200.8146
Difference
Emissions (tons/year)
Large particulate matter |  |  |  |  | 0 | 0 | 0 | 183.7112 | 728.6934 | 722.4979 | 716.261 | 709.9855 | 703.674 | 697.3292 | 690.9537 | 684.5504 | 678.1219 | 671.6707 | 665.1997 | 658.7115 | 652.2086 | 645.6936 | 639.1692 | 632.6378 | 626.1021 | 619.5643 | 613.0271 | 454.8695
Small particulate matter |  |  |  |  | 0 | 0 | 0 | 73.4884 | 291.493 | 289.0147 | 286.5198 | 284.0095 | 281.4847 | 278.9467 | 276.3964 | 273.8349 | 271.2633 | 268.6828 | 266.0942 | 263.4988 | 260.8975 | 258.2913 | 255.6814 | 253.0687 | 250.4543 | 247.8391 | 245.224 | 181.9576
Sulfur dioxide |  |  |  |  | 0 | 0 | 0 | 355.432 | 1429.1347 | 1436.3901 | 1443.4929 | 1450.4419 | 1457.2359 | 1463.874 | 1470.3556 | 1476.6799 | 1482.8464 | 1488.8549 | 1494.7051 | 1500.397 | 1505.9306 | 1511.3062 | 1516.5241 | 1521.5849 | 1526.4889 | 1531.2371 | 1535.8302 | 1155.2019
Nitrogen oxides |  |  |  |  | 0 | 0 | 0 | 0 | 0 | 0 | 0 | 0 | 0 | 0 | 0 | 0 | 0 | 0 | 0 | 0 | 0 | 0 | 0 | 0 | 0 | 0 | 0 | 0
Total |  |  | 0 | 0 | 0 | 0 | 0 | 612.6317 | 2449.3211 | 2447.9027 | 2446.2738 | 2444.4368 | 2442.3946 | 2440.1499 | 2437.7057 | 2435.0652 | 2432.2316 | 2429.2084 | 2425.999 | 2422.6072 | 2419.0366 | 2415.2912 | 2411.3748 | 2407.2914 | 2403.0453 | 2398.6405 | 2394.0813 | 1792.029
Maximum concentrations of emissions from power plants (µg/m3)
Large particulate matter |  |  | 0 | 0 | 0 | 0 | 0 | 0.079062 | 0.3136 | 0.31094 | 0.30825 | 0.30555 | 0.30283 | 0.3001 | 0.29736 | 0.2946 | 0.29184 | 0.28906 | 0.28628 | 0.28348 | 0.28069 | 0.27788 | 0.27507 | 0.27226 | 0.26945 | 0.26664 | 0.26382 | 0.19576
Small particulate matter |  |  | 0 | 0 | 0 | 0 | 0 | 0.039531 | 0.1568 | 0.15547 | 0.15413 | 0.15278 | 0.15142 | 0.15005 | 0.14868 | 0.1473 | 0.14592 | 0.14453 | 0.14314 | 0.14174 | 0.14034 | 0.13894 | 0.13754 | 0.13613 | 0.13473 | 0.13332 | 0.13191 | 0.097879
Source: World Bank. 2011. Air Quality Analysis of Ulaanbaatar Improving Air Quality to Reduce Health Impacts. December. World Bank. 2009. Air Pollution in Ulaanbaatar Initial Assessment of Current Situation and Effects of Abatement Measures. December.
Assumptions
Power produced annually by traditional power plants |  |  |  |  | 2821 | GWh
Average annual emissions/GWh for coal plants | emissions/GWh |  | 21.1361 | 21.1353 | 21.1325 | 21.1277 | 21.121 | 21.1125 | 21.1021 | 21.0899 | 21.0758 | 21.06 | 21.0424 | 21.0231 | 21.002 | 20.9793 | 20.9549 | 20.9288 | 20.9012 | 20.8719 | 20.8412 | 20.8089 | 20.7752 | 20.74 | 20.7034 | 20.6655 | 20.6262 | 20.5856
Source: The World Bank. "Air Pollution in Ulaanbaatar: Proposed assessment of current situation and effects of abatement measures." Discussion paper, June 2009.
Characterisitcs of CHP Plants | CHP2 | CHP3 | CHP4 | Total
Capacity (MWe) | 21.5 | 148 | 540 | 709.5
Power Produced, 2004 (GWh)* | 106 | 565 | 2150 | 2821
Coal Consumption, JICA Estimate (tons) | 183437 | 1007508 | 2616962 | 3807907
PM10, 2008 (tons) | 2641.5 | 14508.1 | 1439.9 | 18589.5 | 59625.5
PM2.5 |  |  |  | 7436 | 21.1363
SO2 |  |  |  | 33600
Coal Consumption/GWh | 1730.5377 | 1783.2 | 1217.1916 | 1349.843
PM10/GWh | 24.9198 | 25.6781 | 0.66972 | 6.5897
PM2.5/GWh |  |  |  | 2.6359
SO2/GWh |  |  |  | 11.9107
*power production and coal consumption for the CHP plants vary little between years
http://siteresources.worldbank.org/INTMONGOLIA/Resources/Air_pollution_final_report.pdf
gwh hours of wind production - coal production reduced and mult by price of coal
Note on A7: MCC: All emission projections come from the Guttikunda report
Note on A14: MCC: All emission projections come from the Guttikunda report
Note on A35: MCC: Based on the share of 2007 concentration levels attributed to power plants, as reported in the World Bank discussion paper. In this analysis, the concentration levels are assumed to rise at the same rate as total emissions.
Note on A69: MCC: JICA esetimate from 2011 air quality review Annex A

## Health
Mongolia: Energy and Environment Project
Salkhit Wind Park Activity
Health Benefits | 2009 | 2010 | 2011 | 2012 | 2013 | 2014 | 2015 | 2016 | 2017 | 2018 | 2019 | 2020 | 2021 | 2022 | 2023 | 2024 | 2025 | 2026 | 2027 | 2028 | 2029 | 2030 | 2031 | 2032 | 2033
Based on estimation of treatment costs
Population of Ulaan Baatar | 1112300 | 1156792 | 1203063.68 | 1251186.2272 | 1301233.6763 | 1353283.0233 | 1407414.3443 | 1463710.918 | 1522259.3548 | 1583149.729 | 1646475.7181 | 1712334.7468 | 1780828.1367 | 1852061.2622 | 1926143.7127 | 2003189.4612 | 2083317.0396 | 2166649.7212 | 2253315.7101 | 2343448.3385 | 2437186.272 | 2534673.7229 | 2636060.6718 | 2741503.0987 | 2851163.2226
GDP of Ulaanbaatar (millions US$) | 2607.18 | 0 | 0 | 4138.9985 | 4913.8861 | 5595.0991 | 5960.3474 | 6936.3685 | 7738.0032 | 8666.5636 | 9706.5512 | 10871.3374 | 12175.8978 | 13637.0056 | 15273.4462 | 17106.2598 | 19159.011 | 21458.0923 | 24033.0634 | 26917.031 | 30147.0747 | 33764.7236 | 37816.4905 | 42354.4693 | 47437.0057
GDP/capita of Ulaanbaatar (US$) | 2343.954 | 0 | 0 | 3308.0595 | 3776.3287 | 4134.4634 | 4234.9628 | 4738.8923 | 5083.2358 | 5474.2539 | 5895.3504 | 6348.8388 | 6837.2111 | 7363.1504 | 7929.5466 | 8539.5117 | 9196.3972 | 9903.8124 | 10665.6441 | 11486.0782 | 12369.6227 | 13321.1322 | 14345.8346 | 15449.3604 | 16637.7727
Health costs without project
Emission exposure
Total emission rate from power plants (µg/d) | 1.6933e+14 | 1.7552e+14 | 1.8195e+14 | 1.8863e+14 | 1.9556e+14 | 2.0275e+14 | 2.1022e+14 | 2.1797e+14 | 226014207993077 | 2.3437e+14 | 2.4304e+14 | 2.5205e+14 | 2.614e+14 | 2.7111e+14 | 2.812e+14 | 2.9167e+14 | 3.0254e+14 | 3.1384e+14 | 3.2557e+14 | 3.3775e+14 | 3.5041e+14 | 3.6355e+14 | 3.772e+14 | 3.9139e+14 | 4.0612e+14
Large particulate matter concentration (µg/m3) | 8.2289 | 8.4642 | 8.7064 | 8.9554 | 9.2116 | 9.4751 | 9.7462 | 10.025 | 10.3118 | 10.6068 | 10.9102 | 11.2223 | 11.5433 | 11.8735 | 12.2132 | 12.5626 | 12.9219 | 13.2916 | 13.6718 | 14.0629 | 14.4652 | 14.879 | 15.3046 | 15.7424 | 16.1928
Intake factor | 1.0811e-06 | 1.1157e-06 | 1.1513e-06 | 1.188e-06 | 1.2259e-06 | 1.2649e-06 | 1.305e-06 | 1.3464e-06 | 1.389e-06 | 1.433e-06 | 1.4782e-06 | 1.5248e-06 | 1.5728e-06 | 1.6222e-06 | 1.6732e-06 | 1.7256e-06 | 1.7796e-06 | 1.8352e-06 | 1.8925e-06 | 1.9515e-06 | 2.0122e-06 | 2.0747e-06 | 2.1391e-06 | 2.2054e-06 | 2.2736e-06
Pollution inhaled by population (g/year) | 66816.5476 | 71477.0498 | 76462.6254 | 81795.9484 | 87501.2746 | 93604.5514 | 100133.5361 | 107117.9222 | 114589.4743 | 122582.1724 | 131132.367 | 140278.9439 | 150063.501 | 160530.538 | 171727.6584 | 183705.786 | 196519.3965 | 210226.7657 | 224890.2336 | 240576.489 | 257356.872 | 275307.6987 | 294510.6086 | 315052.9351 | 337028.1037
Treatment costs
Annual cases of respiratory illness | 42267.4 | 43958.096 | 45716.4198 | 47545.0766 | 49446.8797 | 51424.7549 | 53481.7451 | 55621.0149 | 57845.8555 | 60159.6897 | 62566.0773 | 65068.7204 | 67671.4692 | 70378.328 | 73193.4611 | 76121.1995 | 79166.0475 | 82332.6894 | 85625.997 | 89051.0369 | 92613.0783 | 96317.6015 | 100170.3055 | 104177.1177 | 108344.2025
Total cost of treatment (US$) | 3359480.6679 | 3493859.8947 | 3633614.2904 | 3778958.8621 | 3930117.2165 | 4087321.9052 | 4250814.7814 | 4420847.3727 | 4597681.2676 | 4781588.5183 | 4972852.059 | 5171766.1414 | 5378636.787 | 5593782.2585 | 5817533.5489 | 6050234.8908 | 6292244.2864 | 6543934.0579 | 6805691.4202 | 7077919.077 | 7361035.8401 | 7655477.2737 | 7961696.3647 | 8280164.2192 | 8611370.788
Cost per gram of pollution inhaled |  | 48.8809 | 47.5214 | 46.1998 | 44.915 | 43.6658 | 42.4515 | 41.2708 | 40.1231 | 39.0072 | 37.9224 | 36.8677 | 35.8424 | 34.8456 | 33.8765 | 32.9344 | 32.0184 | 31.128 | 30.2623 | 29.4207 | 28.6024 | 27.807 | 27.0336 | 26.2818 | 25.5509
Productivity losses
DALYs due to respiratory illness | 23420.4351 | 24357.2525 | 25331.5426 | 26344.8043 | 27398.5965 | 28494.5403 | 29634.322 | 30819.6948 | 32052.4826 | 33334.5819 | 34667.9652 | 36054.6838 | 37496.8712 | 38996.746 | 40556.6159 | 42178.8805 | 43866.0357 | 45620.6771 | 47445.5042 | 49343.3244 | 51317.0574 | 53369.7397 | 55504.5292 | 57724.7104 | 60033.6988
DALYs/ton of pollution |  | 0.38019 | 0.38143 | 0.38264 | 0.38385 | 0.38504 | 0.38622 | 0.38739 | 0.38854 | 0.38967 | 0.3908 | 0.39191 | 0.393 | 0.39408 | 0.39515 | 0.3962 | 0.39723 | 0.39826 | 0.39926 | 0.40026 | 0.40123 | 0.4022 | 0.40314 | 0.40408 | 0.405
GDP lost to respiratory illness (millions US$) |  | 0 | 0 | 87.1502 | 103.4661 | 117.8096 | 125.5003 | 146.0512 | 162.9303 | 182.482 | 204.3798 | 228.9054 | 256.374 | 287.1389 | 321.5956 | 360.187 | 403.4095 | 451.8186 | 506.0369 | 566.7613 | 634.7726 | 710.9454 | 796.2588 | 891.8099 | 998.827
Health costs with project
Emission exposure
Pollution exposure reduction from counterfactual |  | 0% | 0% | 0% | 0.8583% | 3.31% | 3.19% | 3.075% | 2.963% | 2.855% | 2.751% | 2.65% | 2.552% | 2.458% | 2.367% | 2.279% | 2.194% | 2.112% | 2.033% | 1.956% | 1.882% | 1.811% | 1.742% | 1.676% | 1.209%
Total emission rate from power plants (µg/d) | 1.6933e+14 | 1.7552e+14 | 1.8195e+14 | 1.8863e+14 | 1.9388e+14 | 1.9604e+14 | 2.0351e+14 | 2.1126e+14 | 2.1932e+14 | 2.2768e+14 | 2.3636e+14 | 245371196529606 | 2.5473e+14 | 2.6445e+14 | 2.7454e+14 | 2.8502e+14 | 2.9591e+14 | 3.0721e+14 | 318950886024636 | 3.3114e+14 | 3.4381e+14 | 3.5697e+14 | 3.7063e+14 | 3.8483e+14 | 4.0121e+14
Large particulate matter concentration (µg/m3) | 8.2289 | 8.4642 | 8.7064 | 8.9554 | 9.1326 | 9.1615 | 9.4353 | 9.7167 | 10.0062 | 10.3039 | 10.6101 | 10.9249 | 11.2487 | 11.5817 | 11.9241 | 12.2763 | 12.6384 | 13.0109 | 13.3939 | 13.7878 | 14.1929 | 14.6095 | 15.038 | 15.4786 | 15.997
Intake factor | 1.0811e-06 | 1.1157e-06 | 1.1513e-06 | 1.188e-06 | 1.2259e-06 | 1.2649e-06 | 1.305e-06 | 1.3464e-06 | 1.389e-06 | 1.433e-06 | 1.4782e-06 | 1.5248e-06 | 1.5728e-06 | 1.6222e-06 | 1.6732e-06 | 1.7256e-06 | 1.7796e-06 | 1.8352e-06 | 1.8925e-06 | 1.9515e-06 | 2.0122e-06 | 2.0747e-06 | 2.1391e-06 | 2.2054e-06 | 2.2736e-06
Pollution inhaled by population (g/year) | 66816.5476 | 71477.0498 | 76462.6254 | 81795.9484 | 86750.261 | 90506.4881 | 96938.9443 | 103824.2267 | 111194.043 | 119082.3155 | 127525.3352 | 136561.9276 | 146233.6289 | 156584.8757 | 167663.207 | 179519.4805 | 192208.1049 | 205787.2866 | 220319.2954 | 235870.7479 | 252512.9102 | 270322.0231 | 289379.6485 | 309773.0409 | 332953.6843
Treatment costs
Annual cases of respiratory illness |  | 43958.096 | 45716.4198 | 47545.0766 | 49022.4827 | 49722.7314 | 51775.5001 | 53910.7625 | 56131.8095 | 58442.0638 | 60845.0847 | 63344.5736 | 65944.3799 | 68648.5068 | 71461.1177 | 74386.5422 | 77429.283 | 80594.0228 | 83885.6318 | 87309.1745 | 90869.9183 | 94573.3411 | 98425.1398 | 102431.2392 | 107034.4015
Total cost of treatment (US$) |  | 3493859.8947 | 3633614.2904 | 3778958.8621 | 3896385.462 | 3952042.3511 | 4115199.6969 | 4284913.7693 | 4461446.1484 | 4645068.8631 | 4836064.8105 | 5034728.1908 | 5241364.9607 | 5456293.3043 | 5679844.1231 | 5912361.5457 | 6154203.4574 | 6405742.052 | 6667364.4042 | 6939473.0665 | 7222486.6885 | 7516840.6624 | 7822987.7929 | 8141398.9948 | 8507265.7109
Cost per gram of pollution inhaled |  | 48.8809 | 47.5214 | 46.1998 | 44.915 | 43.6658 | 42.4515 | 41.2708 | 40.1231 | 39.0072 | 37.9224 | 36.8677 | 35.8424 | 34.8456 | 33.8765 | 32.9344 | 32.0184 | 31.128 | 30.2623 | 29.4207 | 28.6024 | 27.807 | 27.0336 | 26.2818 | 25.5509
Productivity losses
DALYs due to respiratory illness |  | 24357.2525 | 25331.5426 | 26344.8043 | 27163.4374 | 27551.4464 | 28688.8888 | 29872.0412 | 31102.727 | 32382.8426 | 33714.3604 | 35099.3313 | 36539.8882 | 38038.2493 | 39596.7216 | 41217.704 | 42903.6916 | 44657.2791 | 46481.165 | 48378.1556 | 50351.1696 | 52403.2421 | 54537.53 | 56757.3163 | 59307.936
DALYs/ton of pollution |  | 0.38019 | 0.38143 | 0.38264 | 0.38385 | 0.38504 | 0.38622 | 0.38739 | 0.38854 | 0.38967 | 0.3908 | 0.39191 | 0.393 | 0.39408 | 0.39515 | 0.3962 | 0.39723 | 0.39826 | 0.39926 | 0.40026 | 0.40123 | 0.4022 | 0.40314 | 0.40408 | 0.405
GDP lost to respiratory illness (millions US$) |  | 0 | 0 | 87.1502 | 102.5781 | 113.9104 | 121.4964 | 141.5604 | 158.1025 | 177.2719 | 198.758 | 222.84 | 249.8309 | 280.0813 | 313.984 | 351.9791 | 394.5594 | 442.2773 | 495.7516 | 555.6753 | 622.825 | 698.0705 | 782.3864 | 876.8642 | 986.752
Benefits
Treatment cost savings (US$) |  | 0 | 0 | 0 | 33731.7546 | 135279.5541 | 135615.0845 | 135933.6033 | 136235.1192 | 136519.6552 | 136787.2485 | 137037.9506 | 137271.8263 | 137488.9542 | 137689.4257 | 137873.3451 | 138040.829 | 138192.0059 | 138327.016 | 138446.0106 | 138549.1516 | 138636.6113 | 138708.5718 | 138765.2244 | 104105.0771
Productivity gains (US$) |  | 0 | 0 | 0 | 888037.9693 | 3899187.5856 | 4003874.1037 | 4490828.654 | 4827831.9225 | 5210062.4855 | 5621834.3717 | 6065379.3877 | 6543094.7771 | 7057555.3249 | 7611526.3418 | 8207977.5934 | 8850098.2412 | 9541312.8706 | 10285298.6838 | 11086003.9429 | 11947667.7537 | 12874841.2879 | 13872410.5487 | 14945620.7905 | 12075077.0365
Total health cost savings (US$) |  | 0 | 0 | 0 | 921769.7239 | 4034467.1398 | 4139489.1882 | 4626762.2573 | 4964067.0417 | 5346582.1407 | 5758621.6202 | 6202417.3383 | 6680366.6034 | 7195044.2791 | 7749215.7675 | 8345850.9385 | 8988139.0702 | 9679504.8766 | 10423625.6999 | 11224449.9535 | 12086216.9052 | 13013477.8992 | 14011119.1205 | 15084386.0149 | 12179182.1137
[6 empty] | Respiratory Disease Burden |  | DALYs/100,000 pop
Assumptions | [5 empty] | Respiratory infections |  | 1009.3422
Treatment cost per respiratory case |  | 104904.5873 | MNT/illness |  |  | Trachea, bronchus, lung cancers |  | 284.9088
Treatments/person/year |  | 1 | illnesses/person/year |  |  | Respiratory diseases |  | 811.3353
Percent of population treated each year |  | 3.8% |  |  |  | Total |  | 2105.5862
Exchange rate |  | 1319.86 | MNT/US$
Population growth rate |  | 4% | per year |  |  | Source: WHO, Global Burden of Disease Statistics, 2004.
http://www.who.int/healthinfo/global_burden_disease/estimates_country/en/index.html
Based on willingness-to-pay methodology
Health end point assumptions |  | Exposure-response coefficient | Baseline incidence | Avoidance cost (WTP)
Premature death |  | 0.6% | 0.0067 | 200133
Chronic bronchitis |  | 0.48% | 0.0148 | 64042
Respiratory hospital admissions |  | 0.12% | 0.1 | 800
CVD hospital admissions |  | 0.07% | 0.1 | 1300
Exposure to air pollution
Population of Ulaan Baatar | 1112300 | 1156792 | 1203063.68 | 1251186.2272 | 1301233.6763 | 1353283.0233 | 1407414.3443 | 1463710.918 | 1522259.3548 | 1583149.729 | 1646475.7181 | 1712334.7468 | 1780828.1367 | 1852061.2622 | 1926143.7127 | 2003189.4612 | 2083317.0396 | 2166649.7212 | 2253315.7101 | 2343448.3385 | 2437186.272 | 2534673.7229 | 2636060.6718 | 2741503.0987 | 2851163.2226
Reduced emissions of large particulate matter |  | 0 | 0 | 0 | 0.079062 | 0.3136 | 0.31094 | 0.30825 | 0.30555 | 0.30283 | 0.3001 | 0.29736 | 0.2946 | 0.29184 | 0.28906 | 0.28628 | 0.28348 | 0.28069 | 0.27788 | 0.27507 | 0.27226 | 0.26945 | 0.26664 | 0.26382 | 0.19576
Reduced emissions of small particulate matter |  | 0 | 0 | 0 | 0.039531 | 0.1568 | 0.15547 | 0.15413 | 0.15278 | 0.15142 | 0.15005 | 0.14868 | 0.1473 | 0.14592 | 0.14453 | 0.14314 | 0.14174 | 0.14034 | 0.13894 | 0.13754 | 0.13613 | 0.13473 | 0.13332 | 0.13191 | 0.097879
Reduced relative risks
Premature death |  | 1 | 1 | 1 | 1.0002 | 1.0009 | 1.0009 | 1.0009 | 1.0009 | 1.0009 | 1.0009 | 1.0009 | 1.0009 | 1.0009 | 1.0009 | 1.0009 | 1.0009 | 1.0008 | 1.0008 | 1.0008 | 1.0008 | 1.0008 | 1.0008 | 1.0008 | 1.0006
Chronic bronchitis |  | 1 | 1 | 1 | 1.0004 | 1.0015 | 1.0015 | 1.0015 | 1.0015 | 1.0015 | 1.0014 | 1.0014 | 1.0014 | 1.0014 | 1.0014 | 1.0014 | 1.0014 | 1.0013 | 1.0013 | 1.0013 | 1.0013 | 1.0013 | 1.0013 | 1.0013 | 1.0009
Respiratory hospital admissions |  | 1 | 1 | 1 | 1.0001 | 1.0004 | 1.0004 | 1.0004 | 1.0004 | 1.0004 | 1.0004 | 1.0004 | 1.0004 | 1.0004 | 1.0003 | 1.0003 | 1.0003 | 1.0003 | 1.0003 | 1.0003 | 1.0003 | 1.0003 | 1.0003 | 1.0003 | 1.0002
CVD hospital admissions |  | 1 | 1 | 1 | 1.0001 | 1.0002 | 1.0002 | 1.0002 | 1.0002 | 1.0002 | 1.0002 | 1.0002 | 1.0002 | 1.0002 | 1.0002 | 1.0002 | 1.0002 | 1.0002 | 1.0002 | 1.0002 | 1.0002 | 1.0002 | 1.0002 | 1.0002 | 1.0001
Cases avoided
Premature death |  | 0 | 0 | 0 | 2.0676 | 8.5263 | 8.792 | 9.0648 | 9.3448 | 9.6322 | 9.9272 | 10.23 | 10.5406 | 10.8593 | 11.1863 | 11.5217 | 11.8658 | 12.2186 | 12.5805 | 12.9516 | 13.332 | 13.7221 | 14.1221 | 14.532 | 11.2153
Chronic bronchitis |  | 0 | 0 | 0 | 7.3071 | 30.1261 | 31.065 | 32.0289 | 33.0184 | 34.0341 | 35.0766 | 36.1464 | 37.2441 | 38.3704 | 39.5258 | 40.7111 | 41.9268 | 43.1737 | 44.4525 | 45.7637 | 47.1083 | 48.4868 | 49.9 | 51.3488 | 39.6316
Respiratory hospital admissions |  | 0 | 0 | 0 | 12.3448 | 50.9175 | 52.504 | 54.1329 | 55.8051 | 57.5214 | 59.283 | 61.0907 | 62.9457 | 64.8488 | 66.8013 | 68.8042 | 70.8585 | 72.9654 | 75.1262 | 77.3419 | 79.6138 | 81.9431 | 84.3311 | 86.779 | 66.9689
CVD hospital admissions |  | 0 | 0 | 0 | 7.2013 | 29.7042 | 30.6297 | 31.58 | 32.5554 | 33.5567 | 34.5843 | 35.6389 | 36.721 | 37.8313 | 38.9702 | 40.1386 | 41.3371 | 42.5662 | 43.8267 | 45.1192 | 46.4445 | 47.8033 | 49.1964 | 50.6244 | 39.0671
Health cost savings
Premature death |  | 0 | 0 | 0 | 413797.8283 | 1706388.4863 | 1759562.6395 | 1814155.703 | 1870198.9628 | 1927724.3585 | 1986764.5048 | 2047352.7128 | 2109523.013 | 2173310.1781 | 2238749.7474 | 2305878.0514 | 2374732.2372 | 2445350.2953 | 2517771.0861 | 2592034.368 | 2668180.8262 | 2746252.1016 | 2826290.8218 | 2908340.631 | 2244554.3266
Chronic bronchitis |  | 0 | 0 | 0 | 467961.7776 | 1929338.5284 | 1989464.9804 | 2051196.0611 | 2114567.1567 | 2179614.3928 | 2246374.6585 | 2314885.6306 | 2385185.7994 | 2457314.4948 | 2531311.9135 | 2607219.1469 | 2685078.2104 | 2764932.0726 | 2846824.6865 | 2930801.0202 | 3016907.0902 | 3105189.9939 | 3195697.9441 | 3288480.3039 | 2538088.0952
Respiratory hospital admissions |  | 0 | 0 | 0 | 9875.8749 | 40733.9893 | 42003.2333 | 43306.3419 | 44644.0616 | 46017.1545 | 47426.399 | 48872.5899 | 50356.5393 | 51879.0771 | 53441.0512 | 55043.3287 | 56686.796 | 58372.3597 | 60100.9471 | 61873.5069 | 63691.0102 | 65554.4505 | 67464.8451 | 69423.2356 | 53575.1137
CVD hospital admissions |  | 0 | 0 | 0 | 9361.6914 | 38615.4545 | 39818.6599 | 41053.9667 | 42322.0826 | 43623.7301 | 44959.6469 | 46330.5864 | 47737.3185 | 49180.6297 | 50661.3239 | 52180.2229 | 53738.1669 | 55336.0153 | 56974.6472 | 58654.9618 | 60377.8794 | 62144.3421 | 63955.314 | 65811.7824 | 50787.2286
Total health cost savings |  | 0 | 0 | 0 | 900997.1723 | 3715076.4585 | 3830849.5131 | 3949712.0727 | 4071732.2636 | 4196979.6359 | 4325525.2091 | 4457441.5197 | 4592802.6703 | 4731684.3797 | 4874164.036 | 5020320.7499 | 5170235.4106 | 5323990.743 | 5481671.3668 | 5643363.8569 | 5809156.8059 | 5979140.8881 | 6153408.9249 | 6332055.9528 | 4887004.7642
Methodology |  | Where: | E = number of "excess" cases avoided
RR = relative risk
E = ((RR-1/RR)*fP*POP |  |  | fP = current incidence rate
POP = population
RR = exp(β*(C-Ct)) |  |  | β = exposure-response coefficient
C = pollution concentration (µg/m3) without project
Ct = pollution concentration (µg/m3) with project
Source: The World Bank. "Air Pollution in Ulaanbaatar: Proposed assessment of current situation and effects of abatement measures." Discussion paper, June 2009.
Respiratory Disease Treatment Costs in Ulaanbaatar (2005)
Aimag and City Hospitals | Drug treatment | Surgical treatment | Patients | Percentage of population | Total cost (Thousands MNT)
UB District hospitals | 25311 | 2812 | 28123 | 2.846% | 1687380
UB Clinic I | 2039 | 226 | 2265 | 0.2292% | 171687
UB Clinic II | 760 | 84 | 844 | 0.0854% | 63975.2
UB Clinic III | 1472 | 164 | 1636 | 0.1655% | 229040
The State Cancer Research Center | 20 | 2 | 22 | 0.002226% | 1667.6
Rehabilitation Center for Injury and Defects | 0 | 0 | 0 | 0% | 0
The National Dermatological Research Center | 0 | 0 | 0 | 0% | 0
Mental Health Clinic |  |  | 0 | 0% | 0
The Research Center for Mothers and Infants | 3168 | 352 | 3520 | 0.3562% | 266816
The National Research Center of Communicable Diseases | 74 | 8 | 82 | 0.008297% | 6215.6
Total | 32844 | 3648 | 36492 | 3.693% | 2426781.4
Cost of treatment/case (MNT/person, 2005 prices) | 66501.7374
Cost of treatment/case (MNT/person, 2009 prices) | 104904.5873
| 2005 | 2006 | 2007 | 2008 | 2009
Estimated population of UB | 988264.1434 | 1017912.0677 | 1048449.4297 | 1079902.9126 | 1112300
Average inflation index (2000 prices) | 136.786 | 142.921 | 154.594 | 196.035 | 215.776
Note on A7: MCC: Source: 2010 NSO statistical yearbook.
Note on I51: MCC: Disability-adjusted life years.
Note on C53: MCC: Mongolians' estimate (Dr. Saijaa)
Note on C54: MCC: Mongolians' estimate (Dr. Saijaa)
Note on C55: MCC: Mongolians' estimate (Dr. Saijaa)
Note on C64: MCC: from World Bank discussion paper
Note on D64: MCC: from World Bank discussion paper, unless noted
Note on E64: MCC: from World Bank discussion paper
Note on D67: MCC: Assumption
Note on D68: MCC: Assumption

## Power Quality
Mongolia: Energy and Environment Project
Salkhit Wind Park Activity
Power Quality & Reliability Benefits | 2009 | 2010 | 2011 | 2012 | 2013 | 2014 | 2015 | 2016 | 2017 | 2018 | 2019 | 2020 | 2021 | 2022 | 2023 | 2024 | 2025 | 2026 | 2027 | 2028 | 2029 | 2030 | 2031 | 2032 | 2033
Without Project
Annual power generation
Total power generated by all sources (GWh) |  |  |  | 3031.617 | 3143.403 | 3259.7496 | 3380.8552 | 3506.9265 | 3638.1799 | 3774.8411 | 3917.1461 | 4065.3412 | 4219.6838 | 4380.4427 | 4547.8988 | 4722.3452 | 4904.0884 | 5093.4484 | 5290.7593 | 5496.3702 | 5710.6459 | 5933.9671 | 6166.7316 | 6409.3549 | 6662.271
Average sum of power outage time (hours/year) | 47.7695 | 52.5465 | 57.8011 | 63.5812 | 69.9394 | 76.9333 | 84.6266 | 93.0893 | 102.3982 | 112.638 | 123.9018 | 136.292 | 149.9212 | 164.9133 | 181.4047 | 199.5451 | 219.4997 | 241.4496 | 265.5946 | 292.154 | 321.3694 | 353.5064 | 388.857 | 427.7427 | 470.517
Power outage time caused by equipment failure (hours/year) | 11.9424 | 13.1366 | 14.4503 | 15.8953 | 17.4848 | 19.2333 | 21.1567 | 23.2723 | 25.5996 | 28.1595 | 30.9755 | 34.073 | 37.4803 | 41.2283 | 45.3512 | 49.8863 | 54.8749 | 60.3624 | 66.3986 | 73.0385 | 80.3424 | 88.3766 | 97.2143 | 106.9357 | 117.6293
Percent of year with power outage | 0.1363% | 0.15% | 0.165% | 0.1815% | 0.1996% | 0.2196% | 0.2415% | 0.2657% | 0.2922% | 0.3215% | 0.3536% | 0.389% | 0.4279% | 0.4706% | 0.5177% | 0.5695% | 0.6264% | 0.6891% | 0.758% | 0.8338% | 0.9172% | 1.009% | 1.11% | 1.221% | 1.343%
Economic value
GDP of Mongolia - Constant 2009 Dollars (millions US$) | 4574 | 5201.8918 | 6456.4289 | 7261.4009 | 8620.8528 | 9815.9634 | 10456.7499 | 12169.0675 | 13575.4442 | 15204.4975 | 17029.0372 | 19072.5217 | 21361.2243 | 23924.5712 | 26795.5197 | 30010.9821 | 33612.3 | 37645.7759 | 42163.2691 | 47222.8613 | 52889.6047 | 59236.3573 | 66344.7201 | 74306.0866 | 83222.817
GDP of Ulaanbaatar (millions US$) | 2607.18 |  |  | 4138.9985 | 4913.8861 | 5595.0991 | 5960.3474 | 6936.3685 | 7738.0032 | 8666.5636 | 9706.5512 | 10871.3374 | 12175.8978 | 13637.0056 | 15273.4462 | 17106.2598 | 19159.011 | 21458.0923 | 24033.0634 | 26917.031 | 30147.0747 | 33764.7236 | 37816.4905 | 42354.4693 | 47437.0057
Value lost due to power outages (millions US$) | 3.5543 |  |  | 2.929 | 3.8251 | 4.791 | 5.6141 | 7.1867 | 8.819 | 10.8651 | 13.3858 | 16.4913 | 20.3172 | 25.0308 | 30.838 | 37.9924 | 46.8066 | 57.6658 | 71.0442 | 87.5265 | 107.8326 | 132.8498 | 163.671 | 201.6426 | 248.4237
With Project
Annual power generation
Total power generated by all sources (GWh) |  |  |  | 3031.617 | 3143.403 | 3259.7496 | 3380.8552 | 3506.9265 | 3638.1799 | 3774.8411 | 3917.1461 | 4065.3412 | 4219.6838 | 4380.4427 | 4547.8988 | 4722.3452 | 4904.0884 | 5093.4484 | 5290.7593 | 5496.3702 | 5710.6459 | 5933.9671 | 6166.7316 | 6409.3549 | 6662.271
Average sum of power outage time (hours/year) | 47.7695 | 52.5465 | 57.8011 | 63.5812 | 66.4424 | 73.0866 | 80.3953 | 88.4348 | 97.2783 | 107.0061 | 117.7067 | 129.4774 | 142.4252 | 156.6677 | 172.3344 | 189.5679 | 208.5247 | 229.3771 | 252.3149 | 277.5463 | 305.301 | 335.8311 | 369.4142 | 406.3556 | 446.9912
Power outage time caused by equipment failure (hours/year) | 11.9424 | 13.1366 | 14.4503 | 15.8953 | 16.6106 | 18.2717 | 20.0988 | 22.1087 | 24.3196 | 26.7515 | 29.4267 | 32.3694 | 35.6063 | 39.1669 | 43.0836 | 47.392 | 52.1312 | 57.3443 | 63.0787 | 69.3866 | 76.3252 | 83.9578 | 92.3535 | 101.5889 | 111.7478
Percent of year with power outage | 0.1363% | 0.15% | 0.165% | 0.1815% | 0.1896% | 0.2086% | 0.2294% | 0.2524% | 0.2776% | 0.3054% | 0.3359% | 0.3695% | 0.4065% | 0.4471% | 0.4918% | 0.541% | 0.5951% | 0.6546% | 0.7201% | 0.7921% | 0.8713% | 0.9584% | 1.054% | 1.16% | 1.276%
Economic value
Value lost due to power outages (millions US$) | 3.5543 |  |  | 2.929 | 3.6339 | 4.5514 | 5.3334 | 6.8274 | 8.3781 | 10.3218 | 12.7165 | 15.6667 | 19.3014 | 23.7793 | 29.2961 | 36.0928 | 44.4663 | 54.7825 | 67.492 | 83.1502 | 102.441 | 126.2073 | 155.4874 | 191.5605 | 236.0026
Total power quality and reliability benefits (US$) |  |  |  | 0 | 191256.9452 | 239548.0291 | 280704.3061 | 359337.3335 | 440952.4658 | 543253.4378 | 669288.2354 | 824563.106 | 1015861.7466 | 1251541.6718 | 1541899.3396 | 1899619.9864 | 2340331.8233 | 2883288.8063 | 3552211.8093 | 4376324.9491 | 5391632.3373 | 6642491.0396 | 8183548.9607 | 10082132.3196 | 12421187.0178
Assumptions
Number of power outages in a typical month |  | 2.0048 | outages |  | Source: Analysis of 2009 World Bank enterprise survey data
Average length of power outage |  | 1.9856 | hours
Firms citing electricity as a moderate or severe obstacle |  | 39% | of firms in Ulaanbaatar
Annual increase in total power outage time |  | 10% | per year
Percent of power outage time caused by equipment failures |  | 25% | of outage time |  | Source: Service disruption data from Mongolian Energy Regulatory Authority.
Expected reduction in power outages |  | 5% | reduction from counterfactual
GDP of Mongolia - Constant 2009 $ (2009) |  | 4574 | million US$ |  | Source: IMF WEO database, 2012. http://www.imf.org/external/pubs/ft/weo/2012/01/weodata/index.aspx
Percent of GDP in Ulaanbaatar |  | 57% | of nat'l GDP |  | Sources: 2010 NSO Mongolia Statistical Yearbook. Average of Percent Total GDP for 2007-2010.
Mongolia avg. GDP growth rate |  | 12% | per year |  | Source: IMF World Economic Outlook Database, April 2009.
Other potential economic benefits
Value of water saved | Saved Clean Water |  | 1800 | 7200 | 7200 | 7200 | 7200 | 7200 | 7200 | 7200 | 7200 | 7200 | 7200 | 7200 | 7200 | 7200 | 7200 | 7200 | 7200 | 7200 | 7200 | 7200 | 5400 | updated 2/23/12
Employment benefits | Employment (labor opportunity cost) |  | 1327.4135 | 995.5601 | 995.5601 | 995.5601 | 995.5601 | 995.5601 | 995.5601 | 995.5601 | 995.5601 | 995.5601 | 995.5601 | 995.5601 | 995.5601 | 995.5601 | 995.5601 | 995.5601 | 995.5601 | 995.5601 | 995.5601 | 995.5601
| Total Benefits |  | 3127.4135 | 8195.5601 | 8195.5601 | 8195.5601 | 8195.5601 | 8195.5601 | 8195.5601 | 8195.5601 | 8195.5601 | 8195.5601 | 8195.5601 | 8195.5601 | 8195.5601 | 8195.5601 | 8195.5601 | 8195.5601 | 8195.5601 | 8195.5601 | 8195.5601 | 8195.5601 | 5400
56388.5679
Note on B14: MCC: 2009-2017 updated with IMF data converted to US dollars with a 2009 base
Note on D32: MCC: as experienced by firms in Ulaanbaatar
Note on D33: MCC: as experienced by firms in Ulaanbaatar
Note on C39: MCC: Mayor says 57%, calculations based on World Bank discussion paper suggest 47%. This analysis splits the difference by using 52%.

## Charts
Mongolia: Energy and Environment Project
Salkhit Wind Park Activity
Benefits
Source | PV of benefits | %
Avoided Fuel Costs | 13391747.798 | 15.57%
Newcom CDM credit sales | 16619724.0063 | 19.33%
Water Savings | 50289.3943 | 0.05848%
Health cost savings | 45897273.1278 | 53.37%
Power quality & reliability benefits | 10032035.6452 | 11.67%
Total | 85991069.9716 | 100%

## Coal O&M
Mongolia: Energy and Environment Project
Salkhit Wind Park Activity
Ulaan Baatar Avoided Coal Plant Costs | 2008 | 2009 | 2010 | 2011 | 2012 | 2013 | 2014 | 2015 | 2016 | 2017 | 2018 | 2019 | 2020 | 2021 | 2022 | 2023 | 2024 | 2025 | 2026 | 2027 | 2028 | 2029 | 2030 | 2031 | 2032 | 2033 | growth rate 2006-31 based on previous estimates
Power production
Power generated by coal plants (GWh) |  |  |  |  | 3031.617 | 3143.403 | 3259.7496 | 3351.8377 | 3390.8565 | 3522.1099 | 3658.7711 | 3801.0761 | 3949.2712 | 4103.6138 | 4264.3727 | 4431.8288 | 4606.2752 | 4788.0184 | 4977.3784 | 5174.6893 | 5380.3002 | 5594.5759 | 5817.8971 | 6050.6616 | 6293.2849 | 6546.201
Power generated by Salkhit Wind Park (GWh) |  |  |  |  | 0 | 0 | 0 | 29.0175 | 116.07 | 116.07 | 116.07 | 116.07 | 116.07 | 116.07 | 116.07 | 116.07 | 116.07 | 116.07 | 116.07 | 116.07 | 116.07 | 116.07 | 116.07 | 116.07 | 116.07 | 116.07
Total power generated by all sources (GWh) |  |  |  |  | 3031.617 | 3143.403 | 3259.7496 | 3380.8552 | 3506.9265 | 3638.1799 | 3774.8411 | 3917.1461 | 4065.3412 | 4219.6838 | 4380.4427 | 4547.8988 | 4722.3452 | 4904.0884 | 5093.4484 | 5290.7593 | 5496.3702 | 5710.6459 | 5933.9671 | 6166.7316 | 6409.3549 | 6662.271
Avoided Coal Consumption (tons) |  |  |  |  | 0 | 0 | 0 | 39169.0682 | 156676.2728 | 156676.2728 | 156676.2728 | 156676.2728 | 156676.2728 | 156676.2728 | 156676.2728 | 156676.2728 | 156676.2728 | 156676.2728 | 156676.2728 | 156676.2728 | 156676.2728 | 156676.2728 | 156676.2728 | 156676.2728 | 156676.2728 | 156676.2728
Vallue of Avoided Consumption ($) |  |  |  |  | 0 | 0 | 0 | 607120.557 | 2428482.228 | 2428482.228 | 2428482.228 | 2428482.228 | 2428482.228 | 2428482.228 | 2428482.228 | 2428482.228 | 2428482.228 | 2428482.228 | 2428482.228 | 2428482.228 | 2428482.228 | 2428482.228 | 2428482.228 | 2428482.228 | 2428482.228 | 2428482.228
Coal Market Price ($/ton) | 15.5 |  |  |  | 15.5
http://www.pennymotion.com/penny-stock-news/prophecy-coal-corp-prpcf-otc-link-prophecy-receives-a-positive-feasibility-study-for-the-chandgana-mine-mouth-power-plant-project-in-central-mongolia-diagrams-included/

## Subsidy
Mongolia: Energy and Environment Project
Salkhit Wind Park Activity
CRETN Cash Flow |  | 2012 | 2013 | 2014 | 2015 | 2016 | 2017 | 2018 | 2019 | 2020 | 2021 | 2022 | 2023 | 2024 | 2025 | 2026 | 2027 | 2028 | 2029 | 2030 | 2031 | 2032 | 2033
Energy (Wind)
| Electricity generated (kWh) | 0 | 29017500 | 116070000 | 116070000 | 116070000 | 116070000 | 116070000 | 116070000 | 116070000 | 116070000 | 116070000 | 116070000 | 116070000 | 116070000 | 116070000 | 116070000 | 116070000 | 116070000 | 116070000 | 116070000 | 116070000 | 87052500
| T&D costs and losses | 0 | 928560 | 3714240 | 3714240 | 3714240 | 3714240 | 3714240 | 3714240 | 3714240 | 3714240 | 3714240 | 3714240 | 3714240 | 3714240 | 3714240 | 3714240 | 3714240 | 3714240 | 3714240 | 3714240 | 3714240 | 2785680
| diff between .095 & .08 | 0 | 435262.5 | 1741050 | 1741050 | 1741050 | 1741050 | 1741050 | 1741050 | 1741050 | 1741050 | 1741050 | 1741050 | 1741050 | 1741050 | 1741050 | 1741050 | 1741050 | 1741050 | 1741050 | 1741050 | 1741050 | 1305787.5
| Diff between wind and coal cost | 0 | 1955779.5 | 7823118 | 7823118 | 7823118 | 7823118 | 7823118 | 7823118 | 7823118 | 7823118 | 7823118 | 7823118 | 7823118 | 7823118 | 7823118 | 7823118 | 7823118 | 7823118 | 7823118 | 7823118 | 7823118 | 5867338.5
| diff between .8 and .127 | 0 | 1363822.5 | 5455290 | 5455290 | 5455290 | 5455290 | 5455290 | 5455290 | 5455290 | 5455290 | 5455290 | 5455290 | 5455290 | 5455290 | 5455290 | 5455290 | 5455290 | 5455290 | 5455290 | 5455290 | 5455290 | 4091467.5
Wind Subsidies Divided by Total Generation
| Total power generated by all sources (GWh) | 3031.617 | 3143.403 | 3259.7496 | 3380.8552 | 3506.9265 | 3638.1799 | 3774.8411 | 3917.1461 | 4065.3412 | 4219.6838 | 4380.4427 | 4547.8988 | 4722.3452 | 4904.0884 | 5093.4484 | 5290.7593 | 5496.3702 | 5710.6459 | 5933.9671 | 6166.7316 | 6409.3549 | 6662.271
| Total Power generated by all sources (kWh) | 3031616985.167 | 3143402965.9827 | 3259749636.6982 | 3380855154.6139 | 3506926501.8176 | 3638179878.3848 | 3774841112.9302 | 3917146091.2679 | 4065341203.9715 | 4219683813.6573 | 4380442742.8525 | 4547898783.3445 | 4722345227.9494 | 4904088425.6744 | 5093448361.2959 | 5290759260.4148 | 5496370221.0988 | 5710645873.2702 | 5933967067.0444 | 6166731591.2811 | 6409354923.6604 | 6662271013.6558
| T&D costs and losses | 0 | 0.0002954 | 0.0011394 | 0.0010986 | 0.0010591 | 0.0010209 | 0.00098395 | 0.0009482 | 0.00091364 | 0.00088022 | 0.00084791 | 0.00081669 | 0.00078652 | 0.00075738 | 0.00072922 | 0.00070202 | 0.00067576 | 0.00065041 | 0.00062593 | 0.0006023 | 0.0005795 | 0.00041813
| diff between .095 & .08 | 0 | 0.00013847 | 0.00053411 | 0.00051497 | 0.00049646 | 0.00047855 | 0.00046122 | 0.00044447 | 0.00042827 | 0.0004126 | 0.00039746 | 0.00038283 | 0.00036868 | 0.00035502 | 0.00034182 | 0.00032907 | 0.00031676 | 0.00030488 | 0.0002934 | 0.00028233 | 0.00027164 | 0.000196
| Diff between wind and coal cost | 0 | 0.00062219 | 0.0023999 | 0.0023139 | 0.0022308 | 0.0021503 | 0.0020724 | 0.0019971 | 0.0019243 | 0.001854 | 0.0017859 | 0.0017202 | 0.0016566 | 0.0015952 | 0.0015359 | 0.0014786 | 0.0014233 | 0.0013699 | 0.0013184 | 0.0012686 | 0.0012206 | 0.00088068
| diff between .8 and .127 | 0 | 0.00043387 | 0.0016735 | 0.0016136 | 0.0015556 | 0.0014995 | 0.0014452 | 0.0013927 | 0.0013419 | 0.0012928 | 0.0012454 | 0.0011995 | 0.0011552 | 0.0011124 | 0.001071 | 0.0010311 | 0.00099253 | 0.00095528 | 0.00091933 | 0.00088463 | 0.00085114 | 0.00061413
if we can find any listing of average electricity rate
[10 empty] | increase in electricity demand caused by subsidy | [5 empty] | PM10 | PM2.5
Assumptions |  | 2015: Cost of Power at Traditional Plants in Mongolia; 2021: Low; 2022: Mid; 2023: High; 2025: Ger; 2026: 19731; 2027: 15758
| Cost/kWh to CRETN after T&D costs/losses | 2012: 0.127; 2013: US$/kWh; 2015: Plant; 2016: Fuel; 2017: US$/MWh; 2018: US$/kWh; 2020: Elasticity; 2021: -0.2; 2022: -0.535; 2023: -0.7; 2025: HOBs; 2026: 1077; 2027: 646
| Tariff paid to CRETN by consumers | 2012: 0.08; 2013: US$/kWh; 2015: Power Plant #2; 2016: coal; 2017: 27.6; 2018: 0.0276; 2020: % Increase; 2021: 0.49387; 2022: 1.3211; 2023: 1.7286; 2025: CHPs; 2026: 18589; 2027: 7436
| Tariff paid to Newcom by CRETN | 2012: 0.095; 2013: US$/kWh; 2015: Power Plant #3; 2016: coal; 2017: 16.3; 2018: 0.0163; 2025: Vehicle Exhaust; 2026: 1161; 2027: 1161
[5 empty] | Power Plant #4 | coal | 15.9 | 0.0159 | [6 empty] | Paved | 5142 | 771
[5 empty] | Darkhan | coal | 18.2 | 0.0182 | [6 empty] | Unpaved | 4812 | 722
[5 empty] | Erdenet | coal | 20.9 | 0.0209 | [6 empty] | total | 50512 | 26494
[5 empty] | Salkhit Wind Park | wind | 95 | 0.095 | 0.0674 | 0.047 |  |  |  |  | CHP % of total | 36.8% | 28.07%
Price of Electricity
2008 estimate of prices | 53.2 | 2012: MNT; 2013: 0.04547; 2014: http://pdf.usaid.gov/pdf_docs/PNADW473.pdf
2011 prices | 92 | 2012: MNT; 2013: 0.067772; 2014: http://ubpost.mongolnews.mn/index.php?option=com_content&task=view&id=5643&Itemid=36
2010 exchange rate | 1357.5 | 2012: MNT/$; 2014: http://www.indexmundi.com/mongolia/economy_profile.html
2007 exchange | 1170 | 2014: http://www.indexmundi.com/mongolia/economy_profile.html
decrease in prices caused by MCC subsidy |  | 2012: -0.0016735
% change |  | 2012: -2.469%
-2.4694

## Population
Mongolia: Energy and Environment Project
Salkhit Wind Park Activity
| Growth (09-19) | Growth (19-30) | 2009 | 2010 | 2011 | 2012 | 2013 | 2014 | 2015 | 2016 | 2017 | 2018 | 2019 | 2020 | 2021 | 2022 | 2023 | 2024 | 2025 | 2026 | 2027 | 2028 | 2029 | 2030 | 2031 | 2032 | 2033
Population of Mongolia (Mid) | 3.438% | 2.579% | 2710000 | [9 empty] | 3800000 | 3897991.9317 | 3998510.8158 | 4101621.8155 | 4207391.7747 | 4315889.2609 | 4427184.6098 | 4541349.9709 | 4658459.3541 | 4778588.6781 | 4901815.819 | 5028220.6614 | 5157885.1498 | 5290893.3418 | 5427331.4626
Population of Mongolia (Low) | 2.591% | 1.943% | 2710000 | [9 empty] | 3500000 | 3568017.5465 | 3637356.9178 | 3708043.8015 | 3780104.3849 | 3853565.3637 | 3928453.9526 | 4004797.8953 | 4082625.4745 | 4161965.5225 | 4242847.432 | 4325301.167 | 4409357.2737 | 4495046.8918 | 4582401.7664
Population of Mongolia (High) | 4.479% | 3.359% | 2710000 | [9 empty] | 4200000 | 4341080.8672 | 4486900.737 | 4637618.7958 | 4793399.577 | 4954413.1411 | 5120835.2607 | 5292847.6128 | 5470637.9774 | 5654400.4416 | 5844335.6125 | 6040650.8354 | 6243560.4207 | 6453285.8774 | 6670056.1554
Population of Mongolia (USDA) | 1.398% | 1.179% | 3041142 | 3086918 | 3133318 | 3179997 | 3226516 | 3272555 | 3318100 | 3363204 | 3407696 | 3451325 | 3493946 | 3535432 | 3575716 | 3614817 | 3652762 | 3689617 | 3725352 | 3759929 | 3793481 | 3826205 | 3858236 | 3889553 | 3889554 | 3889555 | 3889556
Population of Mongolia (CIA) | [5 empty] | 3179997 | 3226711.1559 | 3274111.5428 | 3322208.2414 | 3371011.4804 | 3420531.6391 | 3470779.2489 | 3521764.996 | 3573499.7238 | 3625994.4348 | 3679260.293 | 3733308.6267 | 3788150.9304 | 3843798.8676 | 3900264.273 | 3957559.1551 | 4015695.6991 | 4074686.269 | 4134543.4102 | 4195279.8529 | 4256908.514 | 4319442.5001
Population growth rate (CIA) |  | 1.469%
Population of Mongolia (World Bank) |  |  | 2010: 2756000
Population of Mongolia (NSO Statistical Yearbook 2010) |  |  | 2735800 | 2780800 | 2818277.6153 | 2856260.3269 | 2894754.9421 | 2933768.3599 | 2973307.5723 | 3013379.6658 | 3053991.822 | 3095151.3195 | 3136865.5351 | 3179141.9447 | 3221988.1252 | 3265411.7557 | 3309420.6185 | 3354022.601 | 3399225.6968 | 3445038.0073 | 3491467.7431 | 3538523.2253 | 3586212.8874 | 3634545.2763 | 3683529.0543 | 3733173.0003 | 3783486.0115
Population (IMF) | 1.348% |  | 2710000 | 2755000 | 2796000 | 2838000 | 2881000 | 2924000 | 2968000 | 3012000 | 3057000 | 3098200.0396 | 3139955.3436 | 3182273.3954 | 3225161.7794 | 3268628.1821 | 3312680.3935 | 3357326.3089 | 3402573.9297 | 3448431.3653 | 3494906.8343 | 3542008.6662 | 3589745.3025 | 3638125.2987 | 3687157.3257 | 3736850.1709 | 3787212.7404
Ulaanbaatar
Share of Mongolia Population |  |  | 2009: 41.04%; 2010: 41.41%; 2030: 55.5%
Population (Mid) |  | 4.478% | 2009: 1112300; 2030: 2790662.4671
Population (Low) |  | 3.731% | 2009: 1112300; 2030: 2400542.1477
Population (High) |  | 5.394% | 2009: 1112300; 2030: 3352561.2136
Population (USDA) |  | 3.208% | 2009: 1112300; 2030: 2158701.915
Population (CIA) |  | 3.509% | 2009: 1112300; 2030: 2294671.5927
Population (NSO Stat Yearbook 2010) |  | 2.875% | 2009: 1112300; 2010: 1151500; 2030: 2017172.6284
Population (IMF) |  | 2.88% | 2009: 1112300; 2030: 2019159.5408
| average | 3.725%
Eurasia Capital |  | 4%
| 2007 | 2009
Statistical Yearbook | 1031.2 | 1112.3 | 2009: 3.858%
Note on A5: MCC: Source: http://www.ncbi.nlm.nih.gov/pubmed/12317941
Note on D5: MCC: Source: https://www.cia.gov/library/publications/the-world-factbook/geos/mg.html
Note on A8: MCC: Source: http://www.google.com/url?sa=t&rct=j&q=&esrc=s&source=web&cd=11&cts=1330975795500&ved=0CCMQFjAAOAo&url=http%3A%2F%2Fwww.ers.usda.gov%2Fdata%2Fmacroeconomics%2FData%2FProjectedPopulationValues.xls&ei=rhBVT56rIM_ciQKnlvG2Bg&usg=AFQjCNFaPUJ2xowx_mh61qPGGg7zPQRdzw&sig2=rlKjx5LUFPNUDhF6cYh_Mw
Note on A11: MCC: Source: http://data.worldbank.org/country/mongolia
Note on A13: MCC: Source: www.imf.org/external/pubs/ft/weo/2012/01/weodata/
Note on A15: MCC: Source: http://www.jica.go.jp/project/english/mongolia/002/outline/index.html
Note on D16: MCC: Source: 2009 values based on NSO statistical yearbook 2010
Note on A22: MCC: Source: www.imf.org/external/pubs/ft/weo/2012/01/weodata/
Note on A24: MCC: Source: http://www.associm.com/newsletters/pdf/INFRASTRUCTURE_final.pdf