## Cover Page
Last updated: 9/25/2017
Tanzania: Energy Sector Project
Distribution Systems Rehabilitation and Extension Activity & Kigoma Distribution
ERR Version | Original ERR | Closeout ERR
Date of ERR | 2007-08-24 | 2017-09-22
Amount of MCC funds | $89.7 million for Distribution Systems Activity | $136.8 million
Project Description | Rehabilitate existing power distribution assets and to extend the distribution network in six regions (consisting of Mwanza, Iringa, Mbeya, Dodoma, Tanga and Morogoro). | Rehabilitate existing power distribution assets and to extend the distribution network in seven regions (consisting of Mwanza, Iringa, Mbeya, Dodoma, Tanga, Morogoro and Kigoma).
Benefit streams included in ERR | Increased investment and economic activity | Value of energy delivered based on willingness-to-pay
Power quality improvements
Social gains in education and health
Costs included in ERR (not borne by MCC) | Operations and maintenance | Connection costs
Delivered cost of energy to consumers
ERR estimations and time horizon | 33.4% over 20 years | 12.3% over 20 years
Table of Contents
Activity Description
One should read this sheet first, as it offers a summary of the project, a list of components, and states the economic rationale for the project.
ERR & Sensitivity Analysis
This worksheet highlights key assumptions and summarizes how the ERR may change due to varying costs and benefits.
Assumptions
Lists the financial, economic and logistical assumptions used in the analysis.
Summary
This worksheet presents the aggregated costs and benefits from the project activities, calculating a combined ERR.
ERR Calculations by Region
Tanga
Estimates the annual economic costs and benefits of extending the distribution network in Tanga and computes the resulting ERR over a 20-year time period.
Dodoma
Estimates the annual economic costs and benefits of extending the distribution network in Dodoma and computes the resulting ERR over a 20-year time period.
Morogoro
Estimates the annual economic costs and benefits of extending the distribution network in Morogoro and computes the resulting ERR over a 20-year time period.
Iringa
Estimates the annual economic costs and benefits of extending the distribution network in Iringa and computes the resulting ERR over a 20-year time period.
Mwanza
Estimates the annual economic costs and benefits of extending the distribution network in Mwanza and computes the resulting ERR over a 20-year time period.
Mbeya
Estimates the annual economic costs and benefits of extending the distribution network in Mbeya and computes the resulting ERR over a 20-year time period.
Kigoma
Estimates the annual economic costs and benefits of extending the distribution network in Kigoma and computes the resulting ERR over a 20-year time period.
WTP
Estimates the willingness to pay for new electrical services for households and businesses in the impact area.
LRMC
Estimates the long-run marginal cost of generation, along with network losses, in Tanzania.
Sensitivity
Displays the inputs and results of the Monte Carlo simulation conducted to test sensitivity
Beneficiaries
Estimates the number of project beneficiaries.
Poverty Scorecard
This worksheet shows the cost effectiveness of the project broken out into different poverty categories.

## Activity Description
Tanzania: Energy Sector Project
Distribution Systems Rehabilitation and Extension Activity & Kigoma Distribution
Activity Design History
Original Project
Through the Distribution Systems Rehabilitation and Extension Activity, MCC Funding was to be used to rehabilitate existing power distribution assets and to extend the distribution network in six regions (consisting of Mwanza, Iringa, Mbeya, Dodoma, Tanga and Morogoro).
Through the Malagarasi Hydropower and Kigoma Distribution Activity, MCC funding was to be used to construct a small (up to eight MW) run-of-river hydropower plant on the Malagarasi River at Igamba Falls, and to construct a transmission and distribution network along the Kigoma, Uvinza and Kasulu corridor to serve approximately 21,000 customers.
Project Changes at Closeout
In December 2009, MCC made the decision not to go forward with the originally planned hydropower plant on the Malagarasi River due to environmental considerations. To further the original Project goal of bringing cheaper and more reliable power to the people of the Kigoma region, MCC supported rehabilitation of the distribution system in Kigoma to accommodate new generation being implemented by the Government of Tanzania.
In March 2017, an independent final evaluation report was issued by Mathematica Policy Research, which found that the number of new connections was only 37% of the initial targets. Even though the T&D activity boosted connection rates, it had no clear impact on the overall amount of energy used by households. The evaluation also found that the activity increased the time children spent watching TV by about 7 minutes per day (0.12 hours), increased the likelihood that households had a child attending a school with electricity, and had no clear impacts on health outcomes. When comparing the costs and benefits of the network extensions, the evaluator estimated that the cost of building the transmission and distribution lines was large in absolute terms as well as in comparison to the estimated impacts on household consumption and income. However, the evaluation did not measure any benefits to existing users through improved substations. As a result, the cost-benefit analysis was updated with data from the impact evaluation to see the effects of low connection rates on the ERR.
Activity Components
Specifically, MCC Funding will support:
1. Final design, and environmental and social assessment frameworks, together with any resulting resettlement action plans and environmental management plans, and occupational health and safety standards.
2. Construction of approximately 2,700 km of distribution line extensions consisting of new 33kV, 11kV, and low voltage lines and customer connections in the six regions.
3. Reinforcement and rehabilitation of substations in the six regions, including new and replacement transformers and switchgear.
4. Capacity building and technical support for TANESCO, including assistance with preparation of the engineering design and bidding documents, tender review, supervision of construction, project management, and quality control.
5. Project coordination and construction supervision of all improvements and upgrades under the Distribution Systems Rehabilitation and Extension Activity.
Economic Rationale
Original Project ERR
In modeling the impact of MCC’s energy investments on economic growth and incomes, the original ERR included the following benefits related to growth in income:
1. Increased investment and economic activity. The provision of additional supplies of energy were expected to increase investment and economic activity in the affected regions. The basis for the analysis here is Calderon and Serven, 2005.1
2. Power quality improvements. Benefits from improved power quality were expected to be realized as a result of the improved reliability of electricity supply. The model valued the impact of improved power quality on the basis of the avoided cost of running electrical protection equipment. It assumed that all larger users operate protection equipment and that 25% of larger domestic consumers also do. The additional costs of damage to consumer equipment was not included, given the lack of data on appliance lives and costs.
3. Social gains in education and health. There are considerable social and environmental benefits arising from providing more energy in addition to the benefits described above. The main social benefits arise from improvements in education and health, including health benefits related to avoiding emissions from diesel and kerosene use. These social benefits are primarily associated with smaller domestic customers, where the replacement energy is non-electric and there is a closer link to health and education.
1 Cesar Calderon and Luis Serven. (2005) “The Effects of Infrastructure Development on Growth and Income Distribution,” World Bank Working Paper, WPS 3400.
Closeout ERR
The economic benefits of the activity are estimated by valuing the energy delivered to new and existing customers from the new and upgraded network capacity. The value of energy delivered to new customers is estimated as customers' willingness to pay (WTP), based on estimates from alternative energy sources. For existing customers, the value of energy delivered is based on one-half the value of WTP. This is because there are different counterfactuals for new and existing customers, which is implied in the model. Without the project, new customers would meet their energy needs through a combination of alternative energy sources, such as diesel generators, batteries, kerosene or candles. Existing customers would only use some of these substitutes in the absence of the project, as some of their needs would continue to be met by the existing electrical grid. Therefore, customers with an existing electric connection will value an additional kWh differently than customers who are switching from other fuels. Without additional information about the shape or specification of the demand curve, one-half of WTP is used as an approximation.
In addition to the investment costs, the model includes the connection costs for new customers and the delivered cost of energy to new and existing customers, which is assumed to comprise the long run marginal costs of generation, transmission and a portion (50%) of the distribution costs. As a result, the economic returns of the project effectively depend on there being a sufficient spread between the value for energy (estimated as WTP or LRMC) and the LRMC of delivered energy to offset the new project costs and the connection costs.
Last updated: 9/25/2017

## CB_DATA_ (hidden)
Crystal Ball Data
Workbook Variables | Last Var Column | 0
Name:
Value:
Worksheet Data | Last Data Column Used
3
Sheet Ref
#REF! | #REF! | #REF!
Sheet Guid
1721e913-23d2-42c4-a184-235e5aaec7f7 | 98078ce4-abb2-4f83-9c91-dbc421d41893 | 30069687-eae9-4056-8b25-9d466f907915
Deleted sheet count
Last row used
28 | 31 | 31
Data blocks
CB_Block_0 | CB_Block_7.0.0.0:1 | CB_Block_7.0.0.0:1
㜸〱敤㕣㙢㙣ㅣ㔷扤摦㌳摥㔹敦慣敤搸㡤搳㐷㑡㘹つ愵㉤搴挱㡤搳攴戶攵ㄲ㠲ㅦ㜵攲攲挴㙥散愴㈰ㅥ㥢昱敥㤹㜸㥡㥤ㄹ㜷㘶搶㠹㑢愵㔶搰㔲搰扤㕣慥㜸㠹㐲㜹愸㐲㐸㐸㠸挷ㄷ摥㕦㤰㤰㐰愸㐸㝣㠰て〸㍥ㄴ㠴攰〳〸㐵攲ぢㅦ㤰攰昷㍢㌳戳㍢扢敢ㅤ扢摢㤶敢㕥昹㌸晥晢捣㜹捤㌹攷晦㍣晦晦㤹攴㐴㉥㤷晢㈷ㄲ晦㌲攵㤹戹㘹㜹㌳〸愵㌳㌱攳搵㙡戲ㄲ摡㥥ㅢ㑣㑣昹扥戹戹㘰〷㘱ㅦㅡㄴ捡㌶敡〳扤ㅣ搸㡦捡㘲㜹㐳晡〱ㅡ改戹㕣戱㘸㘸愸攷㈰晣ㅤ㐹ㅥっ昶ㅡ捣〳慣捣㑣㉦慥㍥㡣㔱㤷㐳捦㤷㠷挶捥㐷㝤㡦㑦㑥㑥攰攷攸搱㝢㈷づㅦㅡ㥢愹搷挲扡㉦㡦扢戲ㅥ晡㘶敤搰搸㔲㝤戵㘶㔷摥㈱㌷㔷扣㑢搲㍤㉥㔷て摦扤㙡ㅥ扤㜷昲攸戱㘳搶㝤昷摤㍢㠸㔷攷捥捣㑣㉦昹搲ち㕥愶㌱㜵㑥昹攸慣慣搸㕣㥢㤴扥敤㕥㥣㤸㤹挶扦搴晣昱㜴捦挴昲㥡㤴㈱㕦㉤㝤改㔶㘴㘰愰攳㠰㌳ㄵ〴㜵㘷㥤㥢㘷㌸㜳㔸㙡挵っ㐲摤㤹㤱戵㥡攱㈴愳ㄶ㥤㐵散㕤捤摣ㅣ㜴㤶愵ㅢ搸愱扤㘱㠷㥢〵㘷〵〳㔵㠷㥣㜳㠱㍣㙢扡ㄷ攵ㄹ搳㤱扡㜳戲㙥㔷昳㔱捡昵摤㤱っ㤱㥥㤸㕡晥挴㔴攰捣慣㤹扥㥡㔱挰㡤挹㘸㍢攷㔷㕡摢摥摡㝤㕣㑥㕤扤㠱㘳摥搶扤ㅤ㙡捥㥢㝥愳攵㜸昷㤶昱攲㕢㘷㜰㔷昷昶愹㍤㙡敤昳愶敥㝤搴㔶戶戶ㄶ〳㌱㝤慢ㅤ挵㘲㡣〲㐱㍦㐱㤱㠰〸㌴㑡〴〳〴㠳〰㈲晦㌷㜰㐹扡㈳慢戴戲愹㤵㔷戵㜲㐵㉢㔷戵戲搴捡㤶㔶扥愸㤵搷戴戲慤㤵ㅦ搶捡㤷搰㈶㐹挵晥㝥㉤㑥㕦晣捤扣㌶㜷挷敤㘷扥昶慢愷摥晦扦敦㝢敥㤱挱㝤㘸昴㘰㍣愹㔹摦扣っ㔲㙢㔲昱㤱㠹挳晣搹㥥㉢挰ㄴ搶㌱敢ㅥ㙢㜲戲㝡散戰㜹户愹㜳㔹ㄹ挸㙦㈱㤴ㄱ戴ㅤ戴ㅥ戲摤慡㜷㔹攱敥愶㘹㌳㤰捤㡤ㅢ㡦敢愶扤扡㕢つ㕥戳㜵攵㜲㘸㠶昲挶昶扡收㈰ㅤ摤㤶挱㔶㌲㔰敦扢戹扤摢㜹戳㔶㤷㔳㔷散愸晡戵㙤搵捥㤲敦慤㜶慦㥤昳攵㈳㡤摡㡥ㄹ㑤㐱愸㙤愸戱㍢㔶ㄹ㔵㐵昳ㅡ㥢㔹昳〲改慡改㡤㍢㑢㜶攵㤲昴㤷㈵㐵愲慣慡愵㕥换慡㤸敢挷ㄷ㕤㉣ㄴ摣㕡㝤㝤扡搴扡晦㑡〸㘶㤶㔵捣㜷㕤晡攱收㡡戹㕡㤳搷戵㌴㠹摥㠹㡡㠳㉤挵㜳㕥愵ㅥ捣㜸㙥攸㝢戵搶㥡愹敡㠶〹㐹㔳㍤敤㔵㘵㍥㥦㔳㐲〱〲户慦㑦㠸摣㥤摤㜹㐱㈱㈲㠵㘲㌲昲つ慤㘴㌷㜱ㄶ慢挳㉡㙡㤲㌴愹扤㘱㥢挱㌸㕦㈵㘳㌲㌸㌰戵㈶敡て扥昴㡤摢っ摢挰摣㉢摢㔸搳㐶攳搵摦扦㈱摤昰㤴改㔶㙢搲捦搴㝥㠲㌳㌲㠶〱昴慢㄰〸㕤㜷㡦慡㑥㕣ㄱ㥢晡㘵扢ㅡ慥ㄵ搶愴㝤㜱㉤㐴ㄹ㌴㘴戱挸慤敤㐸挶㌵㈸㌲昶ㄳ㡣〲㤴㑡戹挲〱㌶㉡㤴㤰㜲㍡愵㔳〶㉦户〸㜲昶㙢攱攵㐱㙢捥慥㠵㌲ㄲ捡挳ㄶ㌰ㄲ㘹㌵㠵扥㈱㤲愸㙦㔶㈲㠵㜱挰㥡〱㤵㥡戶ㅢ㙥㌶昹戶㠳㑢㈲㈲摡㤳〵扢㑥ㄶ㔰ㄴ戴捡㠳っ㕥〳搱戴㐹㠳散挶㈹㈲㈲ㅢ㘴㘸㜶㡣摣㑡㘴㙣㥦㈱㈳搰㍥㑤㠴㙣㝤戸扢㡣㈰戱㜷ㄲ㈹㍢㜵攵挷㍤㘹戶㤵㉤ㅦ㐹戳㙢戱㜱挶㜵〴搷ㄳ摣㐰㜰㄰㐰晣ㄱㄲ㡥㔲づ昹搶㘴扣〶捦挶㑤〴慦〵㠰㝣㌲㈸㜳㘲㔱㐵ㅢ㙡㈷㜶㈴摢つ挱㑥㔶㐶㜱㈴㡡㘸ㄹ㌷散捣㈱㐷㈱㍡戶㍡㜷㠷慥捤㉢ㅤ㝢㝢㜷摡㑣㉦㠷ㄴ㤹搱㌴扤搶㙤㥡愶㌷㠲㑤㝢搴㕢户愰慢㌱㐶昰㍡㠰㤲昱㝡㐲㈸ㄷㅡ扣㍢戳攸㘹㔲扥㉡捣愲挸ㄸ敡㔱挱挷㠴捣㈳㐰㠶㤰敢㌸扥散搹搰㌴〷挷慤㔷扤つ㝤愸㍢㝦挷㐸㙦搳㥢㝢㝡㠷晥愲ㄷ㘹㐵摦ち昶ㄲ扦敤慡㘳㙥㐳戵㜱㍢挱ㅤ〰㙤㍡㠶愷敦ㄷ敢㈹㔰㘶戱㤳挲摣㝥㝡㕤㤴㤵扢戲戹㉥㤵〶ㅡ戴㔶㑣晦愲っ攱挱㤸㥦㠵㉤散昹扥慣攱㔰㕢㔵〵㍣扦㕣摦㕡ㄸ捣昹㥥挳昲㍤ㅢ㌹㜸㔵㈸㠶㝣㕥敢换戵搹挸ㄹ戶㘶捡攷㤴愲ㅣ敡攰扢扢ぢ㠹㔴愷㔶昲㘲扦散昳攵㥥㈴改㐱㤲扣〹摢㙡摣〹〰㈹㈱㝥搵㔵愲ㅣ㘲戳㌷慢㘶慤ㄶ㉢㍤㝣ㄹ愷㤳㌶ㅦ㘲㠷ㅣㄹ㠸ㅣ戶搳昰ㅦ〴㐳捥戲敤㌴㠴挵㠰戳㈴晤ち㝣ぢ㜶㑤㤶㈲户㉣㐵捤㥥慣㜸㤵挸㡡扥扥㡥昳㜴㠶㝦㑤搱㐹㥢㤴挸攴昶捣捡㡣戳㜸㤳愸攸㠶愴㔰挹㜰つ㌵㈴㄰㈹㡦㙤昷㐴㑣て㈲收㉥㙣㥣㜱㤸㘰㤲攰〸㠰晥㜳㐸㥡㥤㙥㍣挳㘱晤ㅢ㜴㘹㤷换戹㈲搱愰㕣㠴捦㜷ㄵ㔶挷昸㥡晦㈰戸〷愰捤晣愱〳㌲㠳㄰ㄵ捡㔳㠴愸挲ㄸ搶㜹㕢㕥㈶つ散戳㄰㔸㥡愹〷愱攷㌰戲㌴㘴捤㝡㘷扣㜰搶づ搶ㄱ㠹ㅡ戵攲捣㐳㙢搲〵㜵昹戰㝤摡捡扣昵㜵㔹㌵慣㘵慦づ搱㌶㍦扢ㅢづ收搸づ搸㤲敡㙣慥〹愴摥捥挷ㄸ㐲㘰愷㤵扦㤵摥搸ㅤ㜹扦㜹攸ㅢ㙥敥攸㡡ㅤ搶攴㠰ㄵ㌱ㅤ昳㐵ぢ扢㠸挸㐱戵摦㕡㔹昳愵㥣ㅤ戲㑥晡㜶戵㘶扢㤲挸㠰㡤挹㘰摤㠲扣㠸㈸挱㤲挷ㄸ愰攷づ㔹㉢扥改〶敢㈶〳㡡㥢晢㕢㥥㔴㔸㐴户愶㙤㌷挰㙢ㄴㄶ㤹ㅦ戶㤶搷扣换㠸搸搶ㅤ昷愴戹ㅥ散ち慣㤰攸愳愴㔰㈳㌴愱㘹愲愸ㄵ㝢挵てて攴戹ㅣ㜹㉦㑦愰㜰㤵搳改㌳捦搰摥戴敢攳ㄸつ敤㜴捥㘹㄰搱愳㐶㘱㕦愶ㄴ㈶愷ㅡ昷戱捦㕢〰ㅥ㌸㜹㙥扥ㄹ㤹㝢㐹㌱㙢㥤㕥晥っㄹ慦挸愲ㄱ〸愱㡦㙥㕦㐴㉡㉣㈳攵㠰〳㠱㜱㍥戵㤳㕦挹㔲㙤㐸㝤晢㥡搹㌹㐴㤲〶慤〵㜳㔵搶㄰㡦㜶捣㜰㕦昴㐰㌳搶㌱㙢㐱㕣㌷攳㌹㡥㐹搲㈲㔹㉥㔷㑣㔲昰㔴㍤昴㑥摢慥㘱〱㈸晡㡢㡢捣㉢㈸㌲慦愸愲㐱敢㉣㐳㠳㉡捦戱扣㡢愶㙦㠷㙢㡥㕤㈹昲㠱攱扢㕤㐱㤳㘰㜲㑡摥㈴㈵㌲㘳慣捤㥡㍦〷㤳㉤㤸〰扡㈷㈰㐷戹㜵㐴㍦㈸㔷ㄳ〵晣㠸ㅥㅤ㑢㄰㌰捡㔳㙡扣ㄵ愳改敡㜶〴㐴㡥㑡㔷㤳㍢ㄸ㔷ㅦ㐷㐹㈴㠴㠸昵っㄲ㠱㔷㌰㈵攴改攲㉥㔸攷㕣㍢〴昶㠸戱㌹㍢㥣つ㠰㜲〰㘴搵昱昶㐶㠵搵㔴愷昱㠶㔶戸愵戳慡㐵㑤摣摣㔹㥦搶ㅢ㙦搸愲㍡搲㈸㈹㐵戲㕤㈳愵㔹戶㤸攳㙥㔲㌵㐲㈹敥㐴摢㠸㉣户㘹㜳摦㈹㐵㕥㠲㘲㔲㌴㤳㌳摥愶〸〵㠱摥㔸㐷搱㘷㥦㑤ㅥ愹㠸つ㙤㠰ㄲ昵㔴㔴㌶ㄴ㠷〴攷㜱敤愴㉡㑢昱ㄳ昸㝢㕦㥣㕤慣㠷㉤㌵收㤵搱戸㘶慡㔶㕢㜴㘱㈵㔴㑣扦扡㑢㔸ㅡ㙢㡢㌴㡣攲捥㕥戵㝦戴扤㈹㐶㡣搹㤰㘱㤱っ㍦㌰搸㄰捣㤵㡡愸搲㍡ㅢ攲㔶㌷㡡㡢㝣㍡㉤㑤㔷㘱㘰㌹慣捥捡つ㘵㠶㌵㉤昹㔱搵愱㜱㕡㔴㜲搴戰愶㔶〳愸昴㤰㜲㍣捥㈹〶㌷慣戳㜴㑢攱ㄲ〳挴㙥㥣㕢慡㠴〸敤㌶〶攰挹㘰昷㘰〷㍢ㄲ㠵㑥㘸㥤㔱㠲ㄶ㌲〸户㜵ㄱ攴㥤ㅥ㌱ち㐱㙡愹昴搷ㄳ攲戳捦㌰㝤昵㐴㉥挹挴㑣挴㜰㔷㠶昵〰攴愶㈳㤳攴愲搱㈴㘰ㅥ㐹㌶㈵戴〶㤳㌲㥡ㄸ㐳㌴昹晣㄰户㜸ㄸ换ㅡ㈶摢搴㜰捦㉤戴愱㑤㙢㥢晢慣㜹户㔲慢㔷愵㔲挵㠹慣㔶ㅡ㜹㔷攰㑢㕤〱㡣戸㈹㘳㕦攲㑤㤹挷㔱㡡㑢㈶㤲㝡户扢㡤ㄳ攸慥㠴ㅣ挶㠸㔴ㅦ〳㤰ㄹ㙥㌹ㄵ㄰敢戸愷㐰晢㜰㝦昳〲㠳扡㍣〷㤱搶㔱㐴㔹戶㠰晢㜸㡤㈸戲攲戶㔴戳〵㙦挱愳捤㥥㉡㍡㘵㐷㐵扢〲㐷㔸㘷㈴昰ち〵ㄸ㈳㍤㜲〷〷挹㕤㡤愳扢㔷ㅦ㔷㡦戹慢㐰㠵挲㠰㘰㡣㤷愷愰ㅣ㜶ㄵ㡣㐴㠳㕢㙢㕡摤㠲搱㕦㕡摥挶ㄴ㠰㘰ㄸ㤸〶㉤㕡㐶〶捥っ昲摢ㅢ㌸户愰㔵㐶㠴㌴ㅤ㑣㘵㡣㜲ㄴづ㝢㈰つ摣挴㠳昴㡡〷㈵ㄴㅥ㔰ㄷ挳㤲扢㠹攳づ㡥㐰㥥㝦㕤㕢攱㤲ㄹ攲晡㡢㝢戰慤㜸慡㕡愵戹ぢ晦摣慥挰㉡慥㙥㐴收攸㠱戶㑢㔹㙡㑤戴敦㙥㙤慢㠸㉦ぢㅥ㤹㥤㌸㘵㠶㤵戵攵㜰㌳扡戸搵㉢㐹攸㍦㠴㍦㘲换户搳㘶捥扢扣㠸扡挱扤㉦㕤㜲扤换慥㥡㤷ㅥ昰搶ㅦ㈸〴㔷㈸晢㌹挹㔲敥㥦昸㔱㐹换改㍦挰㠸㍢㤹㌶〷㘸㍡㐸㌸㡥㑡㤱㌴ㄸ㐳㍥㠳㑥㘰扢㌷㙥つ㤰㑥づ戴搱㠹ㄲ〴㝢㠴攲㕥㝣搹〸㐵㝣ㅦ㘸㈵戱㐴㐷㜲散昹㔷挰晡攲㝢㈸㈱挲昱ㅣ㡢ㄱ晤㜵挸㘵愰㑥〹昲昸㡡〷㉦㠴晣晦挱㔲挲捤㕢戲搳扦㠱㤹挵㜷摢㔱㜴㌳㔱昴㥤づㄴ〹㕥〳㔱晣晢〰㌲㐹搲ㄹ㥥㝤㔱㠱㜰慥㘹敦〰晡㡡㕦昸晤㍦㍣㠰㉥挴挴愱㙣㌴㠴摡㙥挳㜳挳㐴攸敢㌰ㄱㄸ扣㔷㈶挲㘹㘴〴愳昸㤱㠹㄰晢㐰ㄶ㔱戰扤㠹挰搸㕥㠶㈱㤸ち戵愶摣ㅡ㍣㠱㕤攷搰㍦㜶ちㄷ㙦㘵㠰㜸㍥㤴㔶㌰〳㡦搴昵㥤挵㑢愶㙦㍡〷㔵昹㐹㕦㐲㤹昹㉢戸挹慤扡戰挷㡤㕢搶愸㑥㕢昸㉡ㄲ㉦晢㥥㍦㘵㘷昷搷㠱愹㈸㐵敥㝢㔱ㄴ㠵㤷攰㈹ㄱ㍣㌷攴摥㝦攰敢㈷㝦昷攸㤳㈷㜸㕢㉤愶㔵晤㑥攴㝢〹搹搳㥥㐰㔰㌷㜵㔱攴㕡㝥㤸㜳ㅡ㥦㈸搹敢㌵㌹㙤晡捡ちちっ㈷挹㐶㠴㤷㈲捣㠸昸㜶㠳㠹㠹㝢て㤱㠹㌹搱收敥㔴ㅦ㌶㈹ㄷ攱㐴㙡攲捡愷㤷㠴つ㐵㔷㐵搶愳戵愹㝦ㄳ慡攸㐵㑥愴搵㑡攴愹㤳㐹㠸㙦戴敢扡㘳搴㜵搱㐱㠶㘱晦㐴㑡㈱晥㐰ち㐹ㅦ㘴㜸㈱㐰㐹愹戳挸攸㜷〱㘴㐴搶摡㐳扣昴〷散〹〱搹戸昴搷攳㐷㉣搸㐵㘰㌱昱挵昷㝡愲愵㉤㥡愸㈶㠶㙡㤵㑤戳㡣㡣㍡扣戰㘰㌲㈹㕤㐱㈶㐹晡ㄱ攴㜶散㡥攲㑢㠶㥣㈸昰ㄶ㌱戶敥搰搷㔶㜲敥㜷敢戸昹〱㍤㔳㔰ち挳摤捦㘲ㅣ㐸㔵㡣㉥㙡㕡㡡㡡〸㠷愳㙣愳搳㐰㕣〵㥤攵ㅥ挴愹ㄴ挱㍦㝥㈹挴晡昱收搰搷戶搷㔰挷戹晤㔸㈰㝦㘱㝦摤㥣挱搸㜸㉢㌹〶ㄲ㜶㐷慤㡡搱昵昰㜳攸挲㐵攷㠴搱捣慡㘷㜱っ㝦ㄲ捥敡搳㍡昴㍦愳搷㡡戳捥戳㌷挳搸㉤晡晦㥤㈸搸㔶晦ぢ挶摥ㄴ㈲摦ㄵ㘷昸愰㌳㝥戲㙤挸㠶㍢〲捦㌶㠲㌷敡㘰㙣愸㉣㐳摥㔱㙥ㄹㅦ慦㐶搵㑡㠲挳敦㤵㙦扦ㅡ搱攸㑢摢㜶愰慢〰㘴㙣㐸晦ち㐴㔰搷晥慤㜲㉢㌹摤ㄶ摥㡤㡥〷㑥摢ㄵ摦ぢ㍣㉢ㅣ㕢㐶搰㜷㡣摦㥥㔹戰㜹愶挴㤷摢㠵摡慤搸㠹挱昷愲捦㤹㐵〸散㌳㌲㝣戹㘲㤱㡣㉣散㉣㤲挱敦㤰㐶㔲攱㈵㙡㠷攰ㅡ敢挱扡㔹挳愷慢㡢昰㜵㠶㉣摡ㄵ捡㉥昲㌸户摦搰攰搶攱㡥搶㍢攰て㤲戵〹〴挷搴ㄲ摥晤㕥敥㙢晢ㅥ戴戶㡤搷ㄶ戰㘵㙦㍥户㤲晥ㅣ㜰扡戳户戴㤲っ摦挹㉦㤲㑢㐶㤹㄰㤷昶㑦攰敦捥ㅤ戴ㅣ㙤ㄴ㜴ㅥ㝦搰㑤㐷搸㜸つ敥戳ㅤ㐴扦㉦愰慢㤸㈲挰慦㘱挶ㄹ㍥〸㝡昹挸㡡攲ぢ㔸ㄶㄹ〰昹㕣愱〲搰㥤慡㥦摤㡡慡㐷ㅥ㘰㑦㈴挱㌳〶挹戱㈴㍥㠷㠶摣慥㘸搹㘰〹㉥㕢愸戳〴昲㐶搲〳昹㥣攰㔹㐲㑤攴㌳攸搰㤸㠸㡤搲敥ㄳ昹昴㔶ㄳㄱ戴〲搴㐲搳攳㡦㈴㕡挴愸愱摡㜰〸㕣〲て㘰㈴㔱㈶挳㤴㡦ㄴ㍡㠵㈸挶昰㍤愲〸改ㄷ昱摦ㄷ㑥晣晣㜹愶扦㥣㄰㑡㈲愲慡㜵ㄵ㤴㠸㙡ㄵㅦ㑢慦挲㐷㘹昷㔵㝣㜴慢㔵㡣㔰㔸㜲㈶㐶〸㌰搴㈷捡昸愳㔶㔵㐷㠶ㅢ捡㕦㜱㠱〰扦㉤戳ㄸ㌱㔱愲晡㕥㐶〶㝤戹昳慡搵ㄵ㘴㤲扥㍡㌷㈲攳㉢ㅦ㘵㈸昱㐶㈴㥤㍡㠵挸㉢㕢㠸搴㘳搱㠹摤戱扢㐲㐸㘰㐹晣㙣戶慢㙣㉦昴ㄸ敡ㄷ㑦㈷㠸㌹㜵㉡昹㠴㑡㡢㠳㑦㈰㡣挸㌴㈵㈱㜱㈳挵㠷㤲挶摦晡㜶搳㜷㡡ち㈴㔰㑦搴㤸〴愷ㅡ㍦㤵㌴㍥㠲捦戳㔴㥢ㅣ慦ㄲ㌰扤㤰㌴㈶㘱慡挶㑦㈶㡤晦㝣攴㘰愳㜱㐲㠷搱挸㍡㠹㈴挳攸㔵挷㠰搴愷摡挳㘸慥㕢㔴愴〳㔶㔴㑣ㄱ慡㘲挸㌵愵㑡〷㜱㉢挴挷挷搲ぢ戸攴㠴扢㈰㤰戶搱晦㤹㌰㡦换㑦戳㘶㘸攲㕢攸つ㐴㥤㝤㐳㍤戱㜳挱㕡昴㔱搰㙦捤〷㌸㕣㔵㜷ㄵ㠹挰㉥挸㐷晢扢㡤㜷㍥挳㠶㙣敥㐷ㄲ㉤搳㜸㤹愴㌷㉤愲㈲㉣㜹昱㠱〴戳戹㈷㥡㌴㘳㍣づ攴㐰㑣〲㌲㘳㍣〱ㄸ㐵㘴づ戰㘰㠴晣慦㤸晢〳慣昸㈰挱㤳〰㈵㐱㘶㈷ㅤㄴ㥥〲ㄸ㑥晥挷㡡戱つ攵㌸搱挴愳挹换搲㘴㘴㍣捤づㅦ〶攸㠳ㅦ㔷挴㐴㔸㌲㍥㠲㤲昴㑢㈹㌸搴㑢晦㡢ㄵ晦㑤昰㔱㠰㤲捥挹敥㜸搷戸愶ㅥ㔵搸晦愰慢㜸㠲〰扦挶挷攲っㅦ㜴敥挳㝦㜶㌷㥡㜹㈶㑥扥昰㐷捣戳攵㔳晥晢昱㘹晥㈶ㄷ摤㠷晦㤹㐴㔷ㄶ㝥㕥㝢㑢㙦㘳㤱〹㘸㥣慢摦㜵㙣昶㑢ㄸ㠷敢㙡㠶㔲㌸㈲㤵㑡㔱㉢〸攲㥢ぢㄶㅥ摥挰户ㅣ㔷ㄵ㐲㤰〶㔴㠵ㅢ㔷㥣㐰㠱昱〹㌶㈵㡥㠹㈷攳㤳㝣㈲㙡搵㈶㝥㉡捥昰㐱㄰慦慡晢挳㜱昷攴㠵挴戵慡戰摢㕥㐸晣慢㡡戵昴ぢ㥦攱㘰ち㔹挸戴㙡㈵㈲㑤搱搰攷㤰ㄹ敡ㅢ收摣ㅥ挲慦㜶㐵㔴㉥㔴㉦㕣昸晢㜰㝥散挶晣㍢摦㍥昸捣ぢ㍦晢晤挷㝦昹㥥攳㝦晡挷戳捦晥昲てㅦ㝦晥ㅦ㍦㕣㍤晥㤳攷㥥晢昱〳㕦㝣晥昷晢慤㉦㘹摦晥晢挲㤷ㅥ㥢扣昴搸㈳搶戹㍢㑦㍥昶慥㠷ㅦ㥣㕣扡㘶扣慦慦扦晦㡥搱㥦摥昰挶㤱㈷ㅥ昹慥昸搱慦慦㜷㠵㕡㉥㕥搰㍡つ㉥㕢㑤攳昳挸㘰ㅡ㥣昱㉢㍡つ㉥㔷㙤搴㙡扣㔱搳㈸㈸挲戹挱〹愸ち戳戵㘲攰㕦㕦㤷戲摤 | 㜸〱捤㕡㝤㙣ㅣ挷㜵扦戹扢㕤摥ㅥ扦捥㤶攴搸戱ㅤ㥦㘲搹戱㑢㡡㈶㘵㔱戶愳愸㌴㜹ㄴ㈹搹搴㐷㐴捡敡㤷㝢㔸摥捤㤲ㅢ敥〷戳扢㐷㤱㑥ㄳ㍢戵㥢愰㑤摡挶戱㤳戸㠱敢挴㐹ぢㄴ㘹㥡〴慤㤱㈰㐵㕢昴挳攸ㅦ㠵㤳㍦ち㈳㐰㤰㈲㔵㡤愰攸㐷㥡㉡㑤搲戴㠰〱昷昷㥢摤㈳敦昶㡥ㄲ㉤慢㠰㐷扡户㙦㘶摥扥㤹昷收捤㥢㌷㙦㤹ㄱ㤹㑣收㌵ㄴ㍥㔹昲㐴㙥㥡摦〸㈳改㡥㔴㝣挷㤱戵挸昶扤㜰㘴㌲〸捣㡤㌹㍢㡣㜲㈰搰慢㌶晡㐳慤ㅡ摡㡦挸㐲㜵㑤〶㈱㠸戴㑣愶㔰㌰戲攴㤲晣㑡捤㡡挱户っ㌶ㅢ愰捡ㄸ㍡㐰㕦て挰㐲㘵敡搴攲㝢㌰挸㝣攴〷㜲戸晣㔰捣敡挸搸搸〸晥ㅤ㍣㜸敦挸攸㜰戹搲㜰愲㐶㈰㡦㜸戲ㄱ〵愶㌳㕣㍥摤㔸㜴散摡㠳㜲㘳挱㕦㤱摥ㄱ戹㌸㝡昷愲㜹昰摥戱㠳攳攳搶㝤昷摤慢㜱戴〳搳戲㘶㜳㕡㔲〶戶户㌴㔲㤹挲晦㤶戱㔰扢〷ㄲ〶㠱㜴㑣㡡㜸㐶㕡〶㕥扢挱㥤っ挳㠶扢捡愶戱㜳㝥戰ㄲ㉥㑢ㄹ捤㌶散㝡愹戵㠷つ慤愴〷戶㈵㍤㐰搲㍥户攲㑢换戲㙢戶昴愲㍤㐹〵昳㐳つ攳㐲收〵㝦挰㍤扡㕥㤳㑥㐵㍡づ㥡挲㝥昷㙣㈸捦㤸摥㤲㍣㘹扡㔲㜳挹㈵㠷㤲挹收㌳戹摥㘴㠱搸戸ㄳ㕣ㅦ摢㠹㌲摡挶攷攲㠸㔶摥㙣挸晦て㑣愵戵戱ㄷ㡤搹慡㤹慤㉥㘶慢戵㙣戵㥥慤捡㙣搵捡㔶㤷戲搵攵㙣搵捥㔶摦㤳慤慥㠰愶㔹ち㍤㍤搹愴㝣敦愳㍤捦晣昱ㅦ㍥㝥敡搹㈷扦昳攲摥㤷慦㝦㑡晣ㄴ扣挹晦愹挳て㝥敤搰㘳挳㤵ㄷ㥣捡户慦昹捣㑢敦ㄷ晦㥤㜴㜴扣昱㤳愴攳ㄳ搵敦㍥昲搸搷㝦昰挰㈷愷㌲晢ㅥ㍥晣攴ぢ昱㘸ㄷ㈶㡡㐶ㅦ㔱昱愳㠴敥㠵愷㝢㙦晡㡢摢扥㜲散㤹㍤㔳慦㡣ㅦ㝤㜵戱㙦〰扤㈷㉢㔳愷〳㈸晣㉡搹㕥摦㈰㜹㥥㠲戵㥤㤴搱搵攲㔹〲㑦戰㥣昶㕤搳昶慥ㄲ㔳㡤扢㜱㝣㈷㜶戱戵㈱ㄲ攳㉣攰㑤挳㥤づ愳搳㘶攰㠶㝤㉥昵㈷〳改搵㘴㤸戲攲㠲晢㤰ㄹ搰㠰昳㐴〶摤㜸晦ㅤ慦挳敥敤㘸愳㥢㡤㡢㝣ㅥ晦㌳戹㜷㜴㥢㤹㕡愸㤱挹搰慤㉣㥢㐱愴㙡㕣挲㉢戳敥㜲㙡〴慥搹扣敤㍥㈸〳㑦㍡ㅣ㠴㉢㌹㤴㈲㔲㕥㈴㕥㠷㑤㜷搲ㄴ㠷慢搴戱㘵昴㙢搰㝡晢㐲㘰㘳㉢㌷ㅣ㌳ㄸ㍥㘱㝢㐷㐶㐷挶㠷攷散ㄵ改搸㌲㡣㡥㡣つ㥦㌰搷㡦㡣㡤摣㙤㕣ぢ㕡㘳ㄷ㠰扥ㅢ攰㘷捦搹㡥〳搷攵挹㌰摣ㅦ昹晢㔷捤㡤㌲攸㙤搷㡣㘴㔸㌶昱扦扣㉡㠳ㅡ㜴㘹㉥挹戲㙦㤵ㄷ捤㔰㙥㔱ㄸ㝢挸敤㍡〰㈱晥㌵搹〱ㅤ㝢㡢摥㤸㠶愰㕦て戰昷愴ㅦ戸昰慦㈷愴挹㌹㡥ㅤㅡ㍤㌸㍣ㅦ搵愷攵ㅡ㙡愳慣ㅡ㌷㠰捣㜸㉢㕦戸ㄱ攰晥㌹摦㕢㉡〷つ慦散㥡挱㤲敤㤹㑥戹收㠷ㄱ攷戲㈴㍤ㄹ㈸挷㍡㕣㤶敢㌵愷㔱㠷㈴㘵挷て㐳捣晤㡥戳昳晢敥㕡㌹户㝣愷㜱ㄳ昹摤っ㈰挴㉢摢散㘶挱挳㐲捤昱ㄶ㈰㙦㙢㥦攳㠱晢㐶敦㘹㥤愳㔱〶㡤戱ㄷ㐰㝦㍢挰搴挹㠶扢㈸〳㑥挸昶散挸㔶ㄳ昴扣攴㔰敢愶㐳戹㕥㌶扤愸㔵㡤户㤲攳㍥〰㈱扥㤳㑣昱户㥥摥昳敦ㅦ昸昶慢昷㝦攴㤶〷㕦㥤ㅤ捦㍦慣搱捦扣㝥㉢攴改㘸㈸捦㡥愳㉣搴摣ㄹ㍦〸㜳戹㙥愷敦㌱㌳㕣㡥捣㐵㐷㕥戲㤳㉥摡戸㥤攰ㅤ〰㝤㜷〰扣㍢㌹㈹愶〳昳㍣ㄶ㘰换㜷ㅣㄸ挱㤲敥攴㜰挵搹㙡㡤㕢昷㔸㘳㘳昵昱㔱昳㙥㔳愳㤱敥㜴㜷㜲㑢昴㔹攷㙣慦敥㥦㔷摢昵愶㈹搸攸搶敥ㅤ㑡晡愶晣㠶㔷て㙦散摥㌹ㅦ挱攰摦㥡敥摢㘲搲昱摡㍣㑥㝣ㄹ慡昱摥㤶㝥敤㈱搳㘹挸挹㜵㍢敥扥㌹搵つ㔷收㉦㙥摦㍢ㄳ挸昷㙥昶㜶捣㘸ㄲ愱搲㥡攲摤㈱㘵摣ㄵ捦慢㕣㔹昶㐳改愹改つ戹愷敤摡㡡っ收㈵〳㉤㔹㔷愲敥㘱㔷攲㑦㠷㑥㜹㄰ㄴ㔱㐰晤敤慤慤搶搱昵㐸㝡㜵㔹挷㝣攱〳愲㡤〵ㅡ挷㜵㙤㈴昱㤸攸戸愱慤㜹挶慦㌵挲㡡敦㐵㠱敦戴昷㑣搶搷㑣昸昰晡〹扦㉥攱㠲昳㉣ㄹ㤱挹攵㠴挸晣㑣㌷㍦㐸扥攱㠸㕡㠸㤶㈵愶㐷扥扥摤散㐶捥㐰㍡㐸攱㐸摡㘴㜶摦㘵㤸㈹扥㘴㜳攷昶㠴㉤㌲㌱㉡㈵昵ㅤ摢㔳慢㌹㙥慥摣晦㉦㜱㌶扢㉢㤱晥攸ㅡ㝣昳㌱搳慢㍢㌲攸戶㜱㌷㘳㙡挱ㄹㄹ㜷〲㘸摦㠲㡢搹㔶㝢昴㠲㘲㕤㙣㘸攷敤㝡戴慣㉦㑢㝢㘹㌹㐲ㅢ攲敥㐲㠱慡敤㈸挶㄰㥡㡣㘱㠲晤〰挵㘲㐶ㅦ㈱㤱㕥㌴敥㡡敢㠲攷つ晤㤷㌱㑡㌰〶愰昱攴搸搱昱㤸㘷ㄴ搰敦㑥㑢换㐴㡣慥昶㤶㌰㌵㌷づ㔹愷㘵㔸㌳㜸敥ㅦ㠷愵慥敢挰戰昵ㄸ〹挳扦慥㐷搳㘶㘴昶戸㠸㈰愰㈳〳㐴㐳敡慤ㄸ攳㥢晤慡慤昹㜶㌱愹㠱㐳㐹愱㉤㕣㝡㔵㐳捣〹㘶ぢ㙢捤攴ㄲ㜸㘹㈱㌰㜷㥥昱㝡摡捣摡㈳〱〴攱昵㔹改㉤㙣慣捡㤰攴〵扤摢㕡㙥㝡攸戴㜱㤳搹愹摡攲搹挸㜶挲ㄱ捣㜴㌶昰ㅢ慢㔷㤳て㜹ㄹ〷〰㥡㐵晢〶㙣㘸攷㌲昱挶搷戳挶戵愹㔶㌳〵㜲㘳㡢挱〸挴愰慤㠰搹㙢㜸愸㘲ㅣ挲愳㜸愹㍥㡤〱挷敢㠹㥡ㄸ㠱昴戹搰搰㐲㈰搵㕤愷愰㉡搰㜶扦换㑢搵愲敦慦搰㥥〶㔴㙤昳㌶搶㥢挴㤲扣〲〹㈱㜲摢摥㠹㜸〴改敦〴攸㥦㜴㥣㜲㤳㘳愸ㅦ㐶㔳づ㔱㥥晥㉥㈰搷㉤晣挲攴晥㠵改晤㐷捦㥣搹㍦㝡摦㠱昱戱㝢㐶搶㥤搰ㄵ㝦〳搹㜹㈷改戸㝡晣㜵搲搱ㄱ㔰㌱㐰㔲㘱摣〴㄰昱㤷㈰攳㡥〶摥㕥㡣㐹搴㡤㈹㠲ち〰昶愵搲㌵戶攵搱戸㉡ㄸ㘴愹㙤㌹㐳愲㔹〰挱㘰㐹〵㜵挷㠰㌴㡢昸ㅡ昸㜳挵搵慡㌱㉡敢㕣戵㌹戴ㄶ㡤㑢昴〹㠶㘰㕣㌹㠳㥡㌲愸ㅢ㠳㝡ㄱ㝦〴挶㕤ㄵ昰挵愴㈳㝤昷ㄲ㘵扣愶ㄴ㜰㤶敦㝦〱㘴摤ㄵ㜰づ摤挶捦ㄱ晣㍣㐰㡢〲㝥㌱慥㡡扤㜸㉡〵晣ㄲ㠹ㅥ〶㄰っ挵㤴〲㝥ㄹ㐸戳㠸攷㌱挶愶〲ㄸ昵㜵㉡㘰ㄱ慤㐵攳ㄲ㝤㠲〱㕥㌷〵㝣㙡㍢〵㝣㌲改㐸挷㠲㜹〶㘰㤷昴㄰っ搳㡡㜳扥㔹㥦㌱㙢挸㝡昴㈴㌹㡦㐲挵㜷㔷攱づ㠳ㄲ㝤㐹〵㠷㌰づ昷㌵扢㉥㠳〲ㅢ收㤱㙡挹㌳㑥搴㤵ㅦつ㘱扤戹㡣愶昵ㄶ扡㡤㜵扣挹㙢㕦㜲ㄴ戵愶㜲㡥㜷昰晦晥扢敦愵戹㘲ㄵ㜸愱㌷㜸㘳㌷ㅣ〰挱㌸㤲昲愴〸㕣ㄲ㜸〰ㅡ捦慣搷ㄱㅢ㈸昶搶㐳戶㍣㑦㜷㍡㘰㈱挷㔱㘹㠴㤱慦㝣㝦扦㌵敤㥦昴愳㘹㍢㕣㜵捣㡤㕤㔶㠲㥣㕢㤶ㅥ攲愲〰攱㔱慡捤㕦㕤㤵㜵挳㥡昷ㅢ戸〵ㅤ㥦㝥㌳挴㑤㔰〷搴愶㐲愶㉣摣㤲戸戲㔰〰㔷つ㠱挵㐰挹㘸㍣挰搳㘷㡡扡㠵戶㐴㕦ち愵愳ㅢ摣搲攸㠲ㅤ㌹戲搷㔲㤱㡦挲ぢㄶ戴㠸㘰戳摥㘳㉤㉣挳搷㑥昷㕢戳㠱㕤挷つ㔳㜲㌱㜶挷愴㜳ㄲ㌷户晡㘹㍦挴㙤挹昷晡慤㠵挰昴㐲㥡愵㔷摢戸戶慤愶捣㔰戳愶㙣㉦挴㌰㙡ㄵ㠹て㕡昳换晥㜹搸㕢挳昵㘶捤搵昰㑤戱㉡昴㡤㜱㔱㑢㈳戲㈲㥢ㄵ㠵㙣攱㑡搷㐷昷挱敤㉤㕢户晡㌲㙣㌵ち散挵〶㤵愶〶攲㠱㥣㔷愷㜲扣㡣挳愸愷捦攴㤶㘵㑣㠵戳㥣㙦㕢㕥愵敢慤㜰㌳㝥ㅣ〰戹戱捡㜷摥ぢ昰挰散搹攳㕢ㄷ扤㌷㤶㐹㘵搰戸攳戸㥡慥㜹㈰㌶㈳挶摡戴㉡散㑥㔸〳㙢㘹搳㉣㕡㡡㠶㔶㍡戰㠵捥㈰㌸散戳收捣㐵改攰㌶㡣㑣挷㐰㕣㘱㘸㡦搴㐴㤸昴挱扤戹㈶捤㡥㜹愰昹㥡改挸㠲㌵搹㠸㝣㈴㔷っぢ㐰搹㘶搲㘴慥愳挹㕣㔷㑤㝤搶ㄹ摥㌴㘳てち㕥晥㤲ㄹ搸搱戲㙢搷ち慣昰㌶昸愶戰㔷昸㄰挶晡捤搲昴㈷改㜰㌶づ㉡戱摣㈳戸㝦㔱㜵㕣㝥㔸㜵㔶攸昸㈷慥昰㈲〲敦愳㑥㔰〳㘷㑣㐶换〲搰ㅤ愹㜲戱昹愱攰攲愳㘸㔱㤶㉤敥㈲〱㝥〶㙦㈲㐴搴㡦㤷㠹㉥㈷㐷㠳㠴㙢㈴攲㐵愳ぢ挱㜹ㄲ慣〳㘸摣㍣㘹㠱摢㈳㜳挴敦㑣搹攷㔵㠲㤱㜷㠶〲攲㙢㜵搹搰搴ち昷戶㕣ㄲ昴昸㝥㔰㘸㘶㉤昵㜹㤸㡥慣ㄷ㘳挷挵换〸㘵捣㈲扢㥥㉤攸改昴㐶挷戰㘰收捥㑢㜵㝢㄰㡣㤸昵つ㠰ㄹ㕡㈰昸㔷摦㘰摥㉥ㅤ㜴ㄷ㡢挶晢挰㍥㔳ㄴ㠷〰㥢㍡攳㔱㥡㥣搷扦〲搴㜸㍦㠰攰㈹捥㈳戹攵〰ㄱ㤳愸昲㄰挹攸ㅦ〰搸ㄵ攷捦㉥敢戰挴ㄴ㠸改戴㡣㐷〱〴㠳㔴晡㠲㑤摢昸㈰昰换摢〶㠳㔹㥡㠳昱慢〹挲㡡㤸〱㘸㡡〱戴㈹挶攳㐰㡤㈷〰〴愳摤㉥〴扦㐶㠲て㤱㠰〱㌰敤㐳晦㌰挰戱愶摥摦㜰㌶戲㡢收㝦ㅤ〳㐰昳㜳㠰捤ㄹ㕤挳㤶㌸㔲晡つ愰挶㐷〰〴愳摤戴收ㄹ攲挶㥡晦㈸戰ㅤ㙢㥥㐱戱搲晣㙦〲ㄱ㡣㡥摢㌴晦摢㘸戸扣收ㄹ㐵㉢捤㝦㉣㐱㤴收ㄹ㑡㌷挵〰摡ㄴ攳㐹愰挶挷〱〴挳散㉥〴㑦㤱攰㘹ㄲ㌰昲㔶㥡晦〴㤰〷㥡㥡扦ち㘹搶㉥扡晦ㄴ㠶㠰敥ㄷ〱㥢㜳攲㐹㤷攸晥ㄹ愰挶敦〰㤴㔶〰㔸㑡㑥晣捣㤴摣㈶攲㈵㠸攰改愸昴昱改〴挹攱愹搱挳愵㝤㑣㠷㔳愵㈷㉥㕡㜴慦昳搱㠶㠳㈳㡤㈸㝤㑥㡣㌱㌰㡦扢ㄱ昴昸〱扥愰收搳〹㥣捤㜷㤹愳改摤㥤㑡㡥愹搷搸㐳敦慤㐹摣㉢戶㝤㥦ㄲ㙣摤搵昹づ㡢晥㉣挰敥ㄳ㜶㉤昰㐳摦㡡捡昳〸搹捡㑣㌶㕡㤹捣攸愴㔶〳挷慥㘳㔲戰扣挷捦㡢㙢扣晥ㄷ㔷㍣晦扣愷㘶愳㠵捣戹㉡㝤昵昴㜰㤸㈲㝥慡摣ち㉤㤶攸改昹戲昱ㅣ㐰㝦慥㐴慦捥㔲愲㘷㘷㈹搱㡤戳㤴攸捡㔹㌴扡戰㥤晡㔵昲ㄶ㡢愲㈶敡㐲收㝢㝡挴㙤愹捣㕥㠷㍦摥㑣捥攸㍡摤戱㘶㐲攴㥤扤搴慥㔱扥捣〳捦昸㉣挱昳〰挵ㄲ扤㉢㡤㐵晦ㅣ挰㌵㤵愹㙡晢㐷㉣晤昳㘸敥㐳戳㍡㜲捥㈰㈳慡晦ㅥ㕡〶搰搲ㄲ搴㤵攸㥥挹挵昸㝤㠲㕤〴搷〲〸攵㕤㔹晢〳搶昰㈳㤱昸㈰〰㙤㔳㥣㠳㈰戴〸攰ㄹ㠳换捣ㄵㄵ㘷搱挲㔵㙤㕦ㄵ晡㔸戵㉡㕦〴㠲㔵㜹㥣搴㈸愵㈷攲㘷愶㐴〷捡㔲晡㔰晣捣〸扡㌷慥㡣㤸〷㍢㙡㑤捤昱㑢㘸㌱扥っ㔰㉣搱挳愹㌶㑡㙦㝣㥥㠰攲㤵攸昴㔴晢㥦戰㠹挹ち昵㙤㐸㈸㥦挵摡㔷〱㌶攵愱捦㔲昲ㅣ挷㄰㥤昲捣愲戵㔳ㅥ㝡㉥㈵捦㥦〲㠱㍣昴㔲㉣㈵㝡㉡㤶搲㔳昱㌳㔳愲㙢㘲ㄱ㜴ㄹ㑡㥥愳慤昲晣ㄹ㕡㡤㍦〷㈸㤶攸㌵扡挹㐳㐷愲摡晦㡡戴㝢〹捡〰㈵扡ぢ㌵㠹ㄷ㠱昴攷㌴㕡晣攱㤴㌹㜶㡦攳㠷搲㌹晡愳挸戹㙦搰扡㜲戸挶挷ㄱ㑡㍥晢捥㉢攳愵慥捦㘰㐵㝦愸ㅤ㠶慣㙦㠰て㔷㘹换愹㤰攳㉤昸ㄹ㝦ぢ㌰昸㔹〰㍤昹攱搱㉣ㄷ㈷ㄲ散晥昸㔹㐸㥥愵攴戹晢晥挱攷搱愳摥㝣㔸散晤昸愴㜶攱搱捦晣昰ぢ㠷㙦晢摤㉦扦㤶㍣㘹昸㈸ㄷㄲ㑥ㄷ㈷扥昱ㄲ换㡦㈷〴㜷挸㜵昸愵㜳㔱㠷㈰㘶搷㕣搴㜸搲㤱㑥挶㤵戸愷搴攲扤〴愴㍦㈷戸㌱戸㠰攲㙥扣㐱慤㈹㐱扦㠹㤶㐱㥡扣㠶ㅦ愷摣㔲戶ㄷ㜴㤰晢㐳扤戱㥤㠰捦㝥敥搶慦扦晡攱ㄷ㈷扥㜲攳㔷昷晦㥤昳戱〹挱慤搲㑤戰㤱敤〴摢㥦㜴愴㤳㙣㈵㙥㉥㈵搸换㐰㈰ㄸ㜷㠸ㄲ㙣愸㔵戰㙦愱㜵㤰戶晦晡〴攳㐶戹愴㘰晦昱摣扢㠶㕦晥昴摦㑦扣㙦昷㤷㘶晦改㤱㈷㈶〴昷㑣㌷挱㙥摦㑥戰摢㤲㡥㜴昲㑣攳㉥扢㕣㍥愹攵昳ㅥ晤戵㘶昱㉣敥戵攲㘶㙥っ㥣挶昸㜲慥づ戲㍥㕣晤〲㝣㘰㥢㐳㤶〳㤷㐷㝣摦㑦扣㌷戲ㅦっ晡㥢㈹㌶㐳搵昸戲㙥㥤ち㤰㜳敢戱㡥㠷挸㑥搵ぢ昸㐴ㄱ㐵昸㥢㠰㌷挳扤㄰愱㐵㥥づ〴㉥㠴ㅦ攵戲㕤㑦㜵ㅥ搷㤷戸戲㙦改愳昹摤㉣换ㅢ攳㤵㈵慡昴㝦挰㘰慤㜹㤰㝡㑢ㅥ㈴㉦㙥挵㌲挷㝥晤戱捣㙢㥣㌶㑦㔷攳扢㜸攸晦〸挰昴扢㍡㈳〰㡡挶〵戴挴昷捥ㄱ㘰ㄹ㡤晥㈷㉤㈰㘳慤ㄹ㙡㈰昵〵慣户㤷㔲㌷㡢攰㜶愷㈵改慦〰㌴攳敥昶愹摤摣㜵㙡摦〳扤挱愹㙤㑤敢㥦搹挴ㄹ㈹㤰ㄱ摦〴捡愹㌵㡢攰ㄶ㔴㠳晤ぢ㤰敥㠳扤愵敢㘰晦〶晡搴㘰摦㘷㔳换㘰摣挱慤㠳㘹搴摤㡥ㄷ㤷㡥㝤ㄷ戶㐱昲㐷㝣捣㙥っ㌹晣ㄳ扥㙥㈹攳昶㘴搲て昰慡戸㐰㠰㥦昱㥦〹挲㡡愰㡥㌸つ攳㈲㙢㔴㡦愲昹㘱㠲㈸ㅡ㡡愶㘸晥㡢慤㤴㑡搱晣愸㤵㐶つ㠱〶攳挷〰捤㔲攲㔰㜹晣㡣㥦〰挰戳愹㐱㔸㙦愳攲㘰㡡敡愷㌱㤵ㅡ愶㠳㡡挳㈹慡晦㔵㔴愵㈶ぢ㐱摥捦攱㈷㜴㉣っ捦㠱㈹㔴ち㈲㈳挸㑥㜵㘸愹づ㜲㔰ㅤ昹昶㡥摥晦〳㌹户㥡晦 | 㜸〱捤㕣ぢ㜸㔴搵戵㥥㍤挹㑣戲㈷〹㠹扣㝣㐳ㄴ㄰㌱ㄲ㠹㠰㠰㠸㈴㈴〴㠲攱㈱〹愰〲挶㐹收っㄹ㤸〷捥㑣㠰㔴扤扥敡愳㕥慤慦慡搷ち㠵㙡搵晡㘸搱㝡慤户㕡㙢㙦戵搲晡愸敤搵慦扤㙤㍦㐵㠵搶捦㐷㉢慤户慤慤㈲昷晦搷㌹㘷收捣捣㤹㐰愹昹㍥づ㌹㙢搶㕥㙢敤扤搶㔹㙢扦昷㌹㜸㤴挷攳搹㠷㡢扦扣㑡㠹ㅣ搳搱㥦㑡ㅢ戱晡收㐴㌴㙡昴愴㈳㠹㜸慡扥㈹㤹っ昶户㐷㔲改ㄲ〸昸扢㈲攰愷㝣㕤愹挸ㄷ㡣昲慥つ㐶㌲〵㈱㥦挷㔳㕥慥扤攰㤷㕢㜷㡤㥤搰捣愵㑢〹㈰攵搱㝥㠲㌲〲㡡㙡㑤㄰〰愸慣〰攸㙣㥥戳戸㝢㉤ㄴ㜷愴ㄳ㐹攳攴摡攵㘶昱戳ㅡㅡ敡昱㙦捡㤴改昵㤳㑥慥㙤敥㡢愶晢㤲挶慣戸搱㤷㑥〶愳㈷搷㉥改敢㡥㐶㝡捥㌲晡㍢ㄳ敢㡣昸㉣愳㝢搲攴敥攰㤴改つ㔳愶㑥つ捦㤸㌱扤戲ㄲ㈵㉦㙡㥥戳㈴㘹㠴㔳㥦㔷㤹㔵㉣㜳㜱昳㥣晡㐵㐶晡昳㉡㜳〸捡㐴㤱㉤㠹㔸㌰ㄲ晦㥣ち昵搱晤㤳㕢㡣㥥〸攳㘴ㄸ挹㐸㝣㑤㍤捣捥㜱㌴㔲搳敡㕢攱昱㥥㘰㉡摤㙣㐴愳㑢㡤㌰㐳㔴ㄹ愳捦㡣愴ㄱ敦㌱㔲㐳㘲㜳㌷昵ㄸ㔱㡢㥤㉡㡦㉤て㈶ㄷ〵㘳㐶㈹㤱敡㤸ㄹ户戶㤰ㄱ㑦㐷搲晤㔵戱㘵㈹㘳㘹㌰扥挶愰㠸㉦㌶慦㉦ㄲ㉡㉤㔵愵愵㥥㤲昱㙥挶㐸㙣敡㕢㤳㍤捤扤挱㘴㕡㔲㡣㕡㠳㥢慣愳㠶㠸攱㌹㘶戱ㄶ搵收攵㘲㤸㍡㈲戱戳㡣㘴摣㠸㔲〹㠳㔷㤷㈷㈴㍥㌱㕤㥦㜱㡥晤㌴っ㡣慡戰㥡〶ㅦ㠵㕡㜴㌵㐱つ㠰晦㌰㠰㡡戹㑢㤷㥥㕥㝢㔶㘴つ愲愷㠷㤲㌵っ㐰㤵㝥㠰㈶㤶㥦搵摢ㄵ昴㜶㜵㝢扢㝡扣㕤㈱㙦㤷攱敤ち㝢扢搶㜸扢㝡扤㕤ㄱ㙦搷㕡㙦搷㍡攴戴慦昲戲㌲慦㜵㤵ㅤ㜵㕤搳昷摢ㄶ㌵摥㜶户㍥㙥搴㝤㥤㑦㉡戶㉡㘹㕥㈳㠰攸㤱〰晥挳〱㑣㔳摡ㄸ敡愰㍥㠲慣㈳〱㤴晡㍤㑣愱㌹扤扢摦晥㤲晦晣㥤㡢敥㥡戹㜹㕦㝣捦㐹捦㉢㌶㑣㈹攷㘸ちㅦ〳攰㍦ㄶ㈰㈰㡦搴㠹㈸〶昵㈸㜲㐶〳㈸昵愶㔵捣㑤㐳昶慥晤昴攴慢ㄶ晤攰改㤶换㍢㝢摥昹戹㘲搳㤶㘲㡥愳昰昱〰晥㌱〰㌵㔲㑣㔳㌴㕡扢搴㔸挳ㅥ㐵㡦㈵㝦ㅣ㠰㔲扦戱ち晢挶㥥ㅦて扢攱挱㡥挶ㅢ愶慦摣昱敢挳㐷㥤慥㔸晦愴戰昱ㄴ㍥ㄱ挰㍦〱挰㝣戶㤶㐴㠸㙥㍥㠹慣㍡〰愵㕥戳捡㜹扤昷㌷攷摣㤱㍡戶改扡换扣慢搶晣昲㐷ㄳㄵ㝢ㄹ㈹㘷㈲㠵敢〱晣愷〰㤸捦戶戰摢攸て敡㐹攴㌴〰㈸昵㌳慢㤸㥤摦晦愰㜵晢摣㤵㜳㥦㤹昰挸挲㌳㝥戹愴㔱戱㥦㤲㘲㈶㔳㜸ち㠰㝦㉡㐰㤵㍣摢挲㐴㌲戱〶户㍥㡤捣㘹〰㑡晤挴㉡改㡤㠶愱㍢㉥㥣扦㜹挱收昴摡㉤㜳ㅦ扥愳㐶戱戳㤳㤲㘶㔰昸㜴〰晦㑣〰昳挱ㄶ㙥っ挶扦㄰搴㘷㤰㌵ぢ㐰愹ㅦ㔹攵㥣㌶㘲晥戰〵㐳㍦㔹昰戵愷ㄷ㝣㌸昲㤹㤷㘶㔶捥〶晢㙣慢㑥戶㈴㠳ㅢㄱ敤㙣㥦㜱㙡晤㈴晥摢㝦㘷㠹扥㌲㍣㌵㍣㉤摣搰㄰㥡㍡㈹㌸㌹攸㘳慤㍥搰㈶㍡ㅣ戲㤵攱ㄵ㤱㜸㈸戱搱㙣戳攱搶㐸㌴㙤㈴㈵㔱ㅤ挶㡦搹敦㐸扡㉡㍣㜷ㄳ㍡散ㅥ戳㜹てて㌷ㅢ挹㌴㍡扡㜴㝦戶捤ㅦ㌳㈷㤸㌲戲挹㍡慢散㌹㠹扥㜸㈸㜵戴㍢戳㈳ㅤ㑣ㅢ㐷攵昳戲㠵ㄴ㘴敢㐰㈷㘸愴挴愴㔱昹搹㤶〷愳㝤㐶搳愶㠸挹㍥㌶㡦㡤敥㌰搱㕤㥣摢㥡㌴㉥捣㜰ぢ㉣㙡挲㜰扡㐱捡㉥㜸㑡㤳㘵摡㔵摢摣㥢㐸ㄹ㜱㌱慦㉥戶㈴搲戳捥㐸㜶ㄸㅣ㡣㡤㤰㍣敡〸戲慣㍥戹㙥㜱ㅣて㡡㕥㌶㜴扣㤳㑡㐷ㅢ昱㤰ㄱ㠲扤敢攱攵晥捥㘰㜷搴ㄸ㤹㈳㘲敡〴攳挸ㅣ㜲㙢愲愷㉦搵㥣㠸愷㤳㠹㘸㉥愷㈹戴㈱㠸㜱㈰戴㌰ㄱ㌲㑡攵昲㤸㔰㜹㑡㑡㤴昲㥣攸搶愱戲散ㄴ扢㕣㘷㈵㐱慤ㄹ㔸搸㔱㠹㌸ち戸㜶搵㤹㤲㠱㌸㉡ㄹ攵㈷っ㘸㠹戳ㄲ㔲㝡搲㠰搲㉥㤵㤴㤹㡥挸㙤㜸昵㑢ㄱㅦ挴㈱㙡戰㔵㝡挷ㄶ㉦㌲㕢㉦昷㘳愹㈳㉡㥣㝢㔱㝡〰愷㐹戱㤹扡㌷戸挲㕥敦㌰敢改攷㙥挰㘸㍦㍦ㄸて㐵㡤攴㠰㌳㐷㐵㡢㜴㈳㐱ㄳ挱ㅣ㠲㘶㠲ㄶ〰摦㔳攸攳㡡㝡㤴㠳㥣摡愴晡㝤ㅢ㈳愱㜴慦扦搷㠸慣改㑤㠳㠶ㄹ㘷㜹㌹摤晤㤶㜵㍦㠷㈹攷㉥㑥㘲㜵㉢挱㍣㠲昹〰㠱㠰挷摦㠶㕦㡦㍦愰ㄷ昰攷㉣㠰㙡㝢扡㔳㙢搶捣㠰挷挷愱晣㥦㥦㜰㜰㥥慢㘵㝥㠳〹㘸捡ㄷ㐳戹愹㤲ㄲ㌷㙦捣て愶㝡搳㙣㠸〳㌲㉢㔸㕥㍢挱㐲㠰捡㐵〰㡢收ㅢ㔱㌴攳捦㙢敥敡攳散㘴扦㜳㈴ち㡤㡣㜵昴挷㝢㝡㤳㠹㌸㈶晢㉤挱㜴戰愹〷ㄳ挱㤴ち晡㘳敤㠹收扥戴㍦㌶㍦㠲㥦捡搸㔲㘳扤ㄱ㑣㌷愳㥢㑥㔷挵摡㌱㠹㤴㝥戴㉤戴挹ㄷ㌳攷㝦㉤㐶慡㐷㜳愲搸㠶㙥㘹㤳ㅦㄸ晡搹捡ㄸ㍢ㅡ㘳㔳㥡㐵㤷挵㤶〴㌱搱㑣㙢〸搵㐹㉥ㄳ㘳捥㉡愱搹戹〳㔶ち㈵搴〸敡㈸愵㐲〸㘶㐹ㅥ搶ㅣ㡣愰ㄸ㙥㑢㉤㤸摦㠲㤶愵㈳搱㔴扤攵摥晡㤶〴ㄶㄲ㠶㉣㜷攸㜶扦ㅦㄵ捣㍦㘰戰昲ㅢ㍡㘷㥡㡢㝢扡捤㘲㘱捡扣㘴愲㙦㍤㘷㥢㥦㔷㌹㉣换愳ㄷ〳㙣晤搳㠳㌳挷㙤搹扥捦晡扤ㄴ㑤㐸㉥捤挹愸㘶㝤㘷ㄲ㍦㜲改愵昸〹っ挴昳㜱扡敡摡搳ㄶ㤹ㄴ㜳搲㔸ㄹ挳搳㜶㈶つ㤹攵㤷㑢愲㝦扤㔱ㄵ㕢㤱㐸慥敢㑥㈴搶㌱昸㐳㈴㤵敡㌵㡣戴㑣㥤慤㤵〲㜱愵㔴㐹㐹捥攴搸㌱挷收愴摢扦ㅣ愰㡡㔳㐷扢挴㤴㝦〵㐸㈵ㄸ㔱晣攷〰ㄹ搹㜹㕥搳挴捥㤶㠹㤸㠶㑤㥣㌴攳搴愹つ搳敡㌷㐵㔳㌱㜵㍦㥥㥤㔳摤㙢㙥昷㑦㝡昷扤攵㡤晦㍥㙥㑢㙢攲愶晥ㄱ敡㍥㡢㔱㌰㤷收ㄴ㕡㘶昴㉢㠱攸㔵〴慢〹捥㈷攸〲㔰摢㤰㤵㍤搵敤㐸昰捥昶㌷㐱捡㜴ㄳ昴〰愰扦ㄱ晦愳扢㌱㐸㘳㜷ㄳ昰愸㤱昸㘱ㄷ愳搷㄰昴〲㈸捥捤搹捥㍣㍡〲㔰㌴愲㥣搳ㄷ㐶㌴ち㙡㐰て挰㔳㥣昵㌳慡㥡㕥搴昴㥢愶捦搴つ㤶てち㥣㜳扤挵㈸㔸㈰㜰㕤㈰捥改㘳㈱ㅢ〸㌶ㄲ㙣㈲攸〷㔰㔷㕢捥攱挳昲捥㍡攷㈲捡㕣㑣㜰〹㠰挳㌹㤷㤲㘶㌹㠷㙢づ㜱捥攵㈴㕥〱愰戸攲㌰㥤㜳㈵戰愲捥攱㐲愵搰㌹㔷㠳ㅡ搰〳昰搴㘸㐸戸㌹㈷㔵捣㌹㐹㡢㔱戰散㌹づ㈵㠹㜳㙥愴㈹㌷ㄱ摣㑣㜰ぢ挱慤〰㉡㙡㌹㠷〱攱㥤㜵捥㙤㤴㘱㘵搲㜷〰㌸㥣㜳㈷㘹㤶㜳㡥〷㉥捥戹㡢挴捤〰㡡㉢㈸搳㌹㕢㠰ㄵ㜵捥ㄸ㘶㈸攸ぢ戶㠱ㅡ搰〳昰ㄴ搷㘶㙥捥㌹户㤸㜳捥戱ㄸ〵换㌸慥摥挴㌹て〰搱てㄲ㍣㐴昰㌰挱户〰搴㔲换㌹㈱㈴㜸㘷㥤戳㥤㌲㡦㄰㍣ち攰㜰捥㘳愴㔹捥攱捡㔰㥣昳㌸㠹摦〵㔰㕣ㄶ㥡捥㜹〲㔸㔱攷㑣㘰㠶〲攷㍣〹㙡㐰て挰㔳㜵㤰㜰㜳捥散㘲捥㌹搳㘲ㄴ慣㑤㈷愲㈴㜱捥戳㌴攵㌹㠲ㅦㄳ㍣㑦戰〳㐰㑤户㥣昳ㄳ㈴㜸㘷㥤昳㔳捡扣㐰昰㈲㠰挳㌹㉦㤳㘶㌹㠷换㕤㜱捥㉢㈴晥ㅣ㐰㑤〲㌰㥤昳ぢ㘰㐵㥤㜳ち㌳ㄴ㌸攷㌵㔰〳㝡〰㥥㙡㠰㠴㥢㜳挶ㄵ㜳捥㔸㡢㔱戰攲㥥㡣㤲挴㌹慦搳㤴㌷〸㜶ㄲ扣㐹昰ㄶ㠰ㅡ㘵㌹攷ㄲ㈴㜸㘷㥤戳㡢㌲扢〹㝥〷攰㜰捥㍢愴㔹捥攱㈲㕥㥣昳㉥㠹敦〱愸搳〰㑣攷扣て慣愸㜳愶㌲㐳㠱㜳晥〸㙡㐰て挰㔳搳㈰攱收㥣㡡㘲捥〹㔸㡣㠲㑤㠴ㄹ㈸㐹㥣昳㌷㥡昲㌱挱摦〹晥㐱昰〹㠰㉡戵㥣戳ㅤ〹摥㔹攷散愵捣㘷〴晢〰ㅣ捥攱㈴挹㜶づ昷㈵挴㌹㈵㈴㜲㙦㔸㥤〱㤲改ㅣㅦ㤲㐵㥤㌳㤳㈵ㄷ㌸愷ㅣ㔹〲㝡〰㥥㥡㠵㝣㙥捥昹搳㘷㐵㠶昲㍤ㄶ㈳㝦㘷挴搷㠸㤲昲㘷㝡戲扤㤷㔹㌳㍡㔶愳㌲捤〸㉦㡢㐷搲愹㡡㜰㔳㕦㍡搱ㅡ㐹户㘰扤ㄵ〶〰㉡㔹㡥㤲攵㤵㈳㔳㕤㜸㜹挴搸搸㠹戹捥攸㐲ㄶ㜶㍥㥢晢㔲改㠴㑣㘲㐷ㄵ昲㕢ㄲ㡢ㄲ改㤶㐸㙡㝤㌴搸㍦搶㠵㙤㜲㔶昴ㅡ㜱慣昷㤳㔸昶敦㑦㈸戱㝥扤ㄱ㜲戱戱㈳搱㤷散㌱摡㕡づ㠵ㅤ〳㘵捥挶㍤㤸昰愱㥡愹㜱挵㔷挸づ扦㜳搵攸挵㈴㔱ㅤ摣㠲搳㝦ㄸ慢敤㌸㡦ㅥ㡡㕦て戴愲戲敢㘱慣㠸㔸敤㌵敤户㤲㌸㜶㈱㉡㈰ㅣ〸㈳戰㈶慤捡摡收㙡㡢愷㈲㈱㈳㘰愵ㄶ㐶攲㐳㉣㜴㜱㕦㍡㠷ㄳ摣㌴捣攲㘰㉥扢㌸㡥攰昷〴㤳愱㐳㈱㉥㜸㌰㕣㘶㔰㤴ㅦ晦づ捥搵㘶㌱ㅥ捦ㅥ晢㌸㘹捦愵㘸敥挳㉤㕦捦〱摢㜵㘹㤱㘹㤰㐰ㅣ㥢㌸散搹慡攸敥っ戹㥣愹㠵㐶㌰㉥㔱攸㐸㠷㕡㡣つ㐳㐴挲㐰ㄵ挷㤱㐳搴ㄸ㤶㥢㤴ㄵ愶づ㌷㜵愷ㄲ搱扥戴㌱㈴㠳㐹㔳搷攱愵㐶㌴挸つ戹捡っ戶愴㈷㡤㉤换㑣㜹摣㙣㍢㜴㈲〴㡦㤴㕡㔱㔲ㄲ㈷晦〰㍤㕣敥㐳戰ㄵㅤ㘴㔴ㄱ扦戰㕣㝦㥣慤扥㝡㈷慦〷㘶㝢㙣㈴挰换攳㙢㐶昱〷扥攳挶㤶㌴捣摥〸㌶晢㌸改扥㉡㙤ㅡ㌷扢慡挲搲昳㘱㐷㥢愷㑤搵㙣㍡㔱ㅣ〵愶㈳㍤挱㘸戴㝦㐸戸㉤摥ㄳ敤ぢㄹ敤挱㙥㈳㙡昷摡㠹㘴散㄰㠹㤷ㅣ愴㥡戱ㅡ挰㉦搶㌶㘴ㅢ㑥㔳敤晤扤㠳敥攸㍣㝡〴㈲㈵㠳㉥捡挰愲搰㙡㜷㉤㜰昶㍦扤扤ㄹ㐰愶愱搹捤㜹㌹挴㐳搷㔶㐰㘲㥦挶慤㥥捣づ愹戴㌸㠷㔸㝢愲㍤㠱摤敢㤰㠳㌴㍦㘲㤲づ㤹㜶㈵㘱昲晢晤〷㍢挴㤸㙤攱㝢戳攱㌳㕣攸昴慣㡢㐳つㅢ〷㜷㈲昳㌷㠹ㅣ㔳ㄱㄹ晤愵ㄳ攴㕣慢㥡㍤㤸㌹㜵攸㡣愴愳㐶㐵㔸昸㠲㤷戳㐹搰㥢㘵攱捥㕥㙣戸戴㔴㠵攷㈵㈳愱㘸㈴㙥㜰ㅡ㠲搳ㄴㅥ㥣戶ㅢ㙢戰敦扦㈴㤱㡡昰攸扥㉡摣㤹っ挶㔳敢戹慦搶搳㍦㌴㈷㈵挱昲㠵攷㐴攲㘸㐰愶㑥攲搵攱㡥摥挴㐶㥣晥昷挵攲昳㠲敢㔳㠷㐴愰㔰㥢慤换㙣㔵㕥攵昵慡㜲㙦昹挱㡥㔵戲つ挶〹㠱攷㔴㤴敢㈵戰挲㌵て搸〰㙤㤶㤱戲㑥㕥搸㘶㘹㔷捥ㄱ戹敢戶㙦收昵〹昶挳晡㐸㘴慡㍣ち㘰挱扣㘵㙤搹昳扡㝦改〵〷摦㝣㤴㍣挰㜰㈰㔵㈳㜳㌸㌰〲挲㐳捣敡㐲ㅡ㙢㡦㤶愸㌳㤵㕦〵〳㘱㤱㘱㙤挴〸㑡㜱愲慤搸戶慤㐴攳㐷昷㡢敤㙥昴扢㐳捣〴㈷㜵戱㘰㌴㘵昱㥡ㄳ戱㔸㤰搵㡢㔵戳〳㝤户㔱㉥㌳㙣昴㈶㍡っ㈰㜵搰㈲〵㌷㠱ㄴ摣㈴㈴っ挹㍣昰ㄳ㥣㘵㈵搶〴㤳㤱㜴㙦㉣搲㔳捥〴て攵づ㠹㝡㠹㉡㔴ち㘷摡㤷㔴㑥㑣㔷昳户搶捤摤㘰㠴扢ㅥ㉢〸扡㡥攱㐷敤昵捡㌸慥づ昲㌴〵搵㔷㜳㝥慢㡦〱昰㜹㘱〴扡㝥搳ㄴ挷㈴っㄴ改㠸搴〲ち攰搶挷〲ㄲ攱㕤摡づ㌰攰〶㜷ㄹ〴〲敤㠹㘰愸ㄵ攷戶㠹㘴㤹昵㐲㑥㌹㐲换㙥㈵㔹挳㐳㡤㘶㥣〸攲愴㜱〳收挲挹㜲ㄲ㍡㜰㕣㔰捡攳㄰扦ㄹ㐳㑥㌰㍤㍥㕦㐵戹㥢慥㌶扢慣戱搶收慦昳摤愳戶㠲昲㍦㌸㝢扡昴戶㠱〰愷ㄲ㝡ㄴ㥥㐳㡦收㌳㉤㐴㤲捦㤳㈷㔰㑢㠱攳〰㝣㡢挱捣㙦㈵㐵て〰㑡㈰散㡢昱㘰愲㍣挶挷挱㤴挳㡦攳ちㅣ㜰挰㈵晥㡡昲㐵攰敢攳㔱散换㉦扤挴㤵㉢昶戱〰㙣晤㝥攰㤶㠱㘳愸㝦㉣㠰㕡〹㘲㈳㙥晦㌸愶戰㉣㌹〱扦㠸㠳㉣㑢挶〳挷㠰愱㔶㠱搴㠴摢扥ㅣ戱挴㠴晡㐴㑢㙡㌵搸㥣㔴㌳㡡晢㥢愰㈹敥㘰㜳㤲收搱ㄳ㈰㥥㥤㈵搴㔹㠵㜵㠱挵㤹㐲挱㔸搶㝢挲㜷捥㌳搶捥戶挶㌲ㄵ㠴っ挷㌳㡦㙣㍡㡢敥扣晥㔳㜵㠳换㍥㔴㑦㐴搹慡〷ㄸ扢㈶㔸愹昹捣晡ㄴ㠰晤㔷㔵㙥㥡㐳搰愳㈷戱㄰㉢愱搶〰戱摤ぢ搴㜶㙦〳〴昴愹ㄴ散㜵ㄷ㤸㑣㠱㈹ㄴ㠸㐰㠰㜵㐰㑦㐵㉡ㄳ戶愸㈳㥢㈳㙣愷㌱摢㌴㘶敢㠳㐰㈳㙥晦㜴愶㄰戶ㄹ昸㠵㕤ㄲ戶搳㠱㌳㙣摣ㄲ㙦挲㙤㕦戹㘱㥢㘹㐹㙤〴晢㠰挳挶扤㜵㌳㙣㘷㈰㝢㌶㙣㘷㕡㠵昵㠳敦ㄶ戶㤲搵㕦㔹昵挲㥤㉦㘶挲㜶ㄱ攴捣戰ㅤぢ㡣㤶攷て㝢敡㘲㤰㈵㙣㡤㘰慡㑢㤰戲挳挶㘷搶㜳〰昶ㅦ㌶捥㝤㈰㠸㜳㕤ㄶ㘲㈵搴攵㐰㕣挲搶〲〱㍤㤷㠲㔷戸ぢ戴㔲㘰ㅥ〵慥㠴㠰㠴㙤㍥㔲㤹戰㕤敤挸㠶ㄶ㘹㔷㠷㌶㘶㕢挰㙣㌷㠲搸㠸摢㝦ㄶ㔳〸㕢㍢㝥㘱㤷㠴㙤㈱㜰㠶敤㈶㤰㥡㜰摢㔷㙥搸ㄶ㔹㔲摣捤㍦攰戰摤〲㘱㌳㙣㡢㤱㍤ㅢ戶戳慤挲㙥〵摦㉤㙣扢扥㜸㜵昷愷㈵扢㌳㘱扢つ㜲㘶搸挶〰愳攵〵㘱攳戹㠱㠴慤〳㑣㜵〷㔲㜶搸昸捣㝡ㄹ挰晥挳挶㠳〶〸攲㤰㠸㠵㔸〹㜵ㄷ㄰㤷戰慤㠰㠰㍥㠷㠲㍣㠵㜰ㄱ㌸㤷〲攷㔱㘰ぢ〴㈴㙣㉢㤱捡㠴㙤㥢㈳㥢愳戵慤㘲戶搵捣昶〰〴ㅡ㜱晢捦㘷ち㘱敢挲㉦散㤲戰㕤〰㥣㘱㝢㄰愴㈶摣昶㤵ㅢ戶愰㈵昵㄰搸〷ㅣ戶㠷㈱㙣㠶慤ㅢ搹戳㘱ぢ㔹㠵昱愸挲㉤㙣捦㌵敤摥㍡昵愱户㌲㘱摢づ㌹㌳㙣ㄳ㠰搱昲㠲戰㍤〲戲㠴㉤っ愶攲搱㠶ㅤ㌶㍥戳敥〵搸㝦搸ㅥ㌳换昶攸〸ぢ戱ㄲ敡㜱㈰㉥㔱㔹换㜲搷㔱㤰攷㈳㉥〲㔱ち挴㈸昰〴〴㈴㙣㜱愴㌲㘱攳愱㠸㥤捤ㄱ戶〴戳慤㘷戶㘷㈱搰㠸摢㝦㈱㔳〸㕢ㄲ扦戰㑢挲㤶〲捥戰㍤〷㔲ㄳ㙥晢捡つㅢ愷搳㤴攲〹挸〱㠷敤㜹〸㥢㘱敢㐳昶㙣搸㌶㕡㠵敤〰摦㉤㙣㐳摥扥敦㥥㉤挹て㌳㘱晢㈹攴捣戰㥤〲㡣㤶ㄷ㠴敤〵㤰㈵㙣晤㘰慡ㄷ㤱戲挳挶㘷搶ㄷ〱散㍦㙣㍣㥣㠱㈰づ㐴㔹㠸㤵㔰慦〰戱摤ぢㄴ㙥㤰戹捤㈵㄰搰晦㐶挱㥦扢ぢ㕣㑡㠱换㈸挰戳ㅣ〹摢攵㐸㘵挲挶攳ㅡ扢㕣㐷搸慥㘰戶㉢㤹敤㜵〸㌴攲昶㝦㤱㈹㠴敤㉡晣挲㉥〹摢搵挰ㄹ㄰ㅥ扤㌴攱戶慦摣戰㕤㘳㐹敤〴晢㠰挳昶㈶㠴捤戰㕤㡢散搹戰㕤㘷ㄵ昶ㄶ昸㙥㘱㍢慦愷攳㌷㔷㡦㝡㉦ㄳ戶㕤㤰㌳挳㌶ㄵㄸ㉤㉦〸摢㙥㤰㈵㙣搷㠳愹㜸ㅣ㘴㠷㡤捦慣扦っ戰晦戰扤㘳㤶敤搱㌷戲㄰㉢愱摥〵㘲扢ㄷ愸ㅤ戶㥢㔸敥捤ㄴ㝣捦㕤攰ㄶち摣㑡㠱昷㈱㈰㘱晢ち㔲㤹戰昱㈰挹㉥搷ㄱ戶摢㤸敤㜶㘶攳愱㑦㈳㙥晦ㅤ㑣㈱㙣晦㠱㕦㍢㙣㜷〲㘷搸㜸㈸搴㠴摢扥㜲挳昶㔵㑢㡡愷㐶〷ㅣ㌶㥥㉥㤹㘱扢ぢ搹戳㘱摢㘲ㄵ昶〹昸㙥㘱摢摡㌵攳挶摤㡦扥㤳〹摢㕥挸㤹㘱㥢〹㡣㤶ㄷ㠴㡤攷㔳ㄲ戶慤㘰慡㝤㐸搹㘱攳㌳敢慦〳散㍦㙣㡡㜹㤱㔵摦㙤㈱㑣㈸㥥㘸搹敥㐵摡づ摢㍤㈰敢㙦㔰戰搴㕤攰㕥ち摣㐷〱ㅦ㠰㠴敤㝥㈰㤹戰㤵㈳㘱㤷敢〸摢㌷㐱搶て〰昸㜸っ㜱㘰〷ㅦ㘵㌰慢挶㜱ㅡ挵㐵㝡敡戰昰搹㝤挱㈸㕥慥㕦㡣つ搱㌴㐹㠷挲㉡戸搴摣㤶捥㝦㘵㌸昷㥤㝢㥣改挸㈳慣㕣㕤㠵㈷换昷㐱慥慣昵㙣㈹㑡ㅥ摣戶㜵挰户ㅣ㐷㠳〷愶〵㈱昱㤴㙤攰摢㘸㕤㕤㥥㜲敡㉣挱ㅤ搰て㠱挱㔶㌴っ扦㤴搱てㄳ㕡㤷ㅡ敥㐶昵㡤〰㜵㠰摤愳扣ㅤ㕦㤶㌷㉣扢搶攵慥㐶㕤㤴㕦搹戸㉤㤲㜳㌷㤱扥㐵昵㠷扢搹愰㡥戴愹摢㉤㠴㡦攳攳ㅥ挱㝥户㈵㑡㈱㠹戳㉣㙣㔰㜴愴晢愳搸ㄴ㈲捡㌷戸㑣㡣慢㘰㤳つ愳ㄳ㐹㌴㤲搲晣㜷㌶㌳㜹㘷愳愸㡡攱㜹敦挸㑡㌶㜲戸晦攱㕢㠲㄰ㄵ捤て〱㐷㔴㤸㠷㤷晦㔱搰㠷㉦㡣昴㈴ㄳ愹㐴㌸㕤摢㠱捤捤㕡扥㌵ㅤ挶㌶㜷㤳㙦ㄱ㑡㜴搵挹〷㉢㡤昳㍢ㄴ〹㜴㘰㕤㍣戱㌱㉥搶昸㔲㝣㜹㥣摡㜴㔹ㄹ搵〴㜰换㌵〶㔱慦攱㕥〹㌳敢挷㠰㔴㤵搴㡣愲㈴慥㥡搱㌶㔲㙢㈳挷㔹㐸昵昱㐰㔸ち㝢㠰捦昵慡ㄹ㠳㤲ㄹ㑤晦㝦〲㌹慣㜹㑥㔷敥㈷㌷晥挷㐱慥〴㔹昶㕣㤶攲扤㙢晦㜷㐱ㄹ〲㡡㘳摦戲㘶慣㔵㡡㝥〲㠸㝣扥㈲ㅦ戲愸ㄳ㤰㘴〷ㄵ㔰慤昰㈳ㅢ㤰搹㄰㥥㈲つつ㠱ㅢㄴ昸昳攴㌶㠴ㄳ㕤愹摣㘷㘰㘳搰㑦㤳㕤攷㉡㈳㍢〴㉣敦ㄹ㡢㑤㜵敡ㄴ㈴㔸㔹㔵㈳っ㘰ㄵ〱ㄱ慦晦㠰挲㄰慢㌳㐱㘱㤸㜳挳挴㝤〲〹搳戳㐰㄰愶〶ㄱ㐷㤸㑥戵㤱挹㌶㌲挵㐲慡愷〲ㄹ㥣㌰㜱攷㠰捦愲ㄹ㈶捤愰㘸挶愱㘶㥡㑤摦㐱搲㐸㑡㡣〰㔰㌳㤰㌴ㅤ㝦ㅡ㥥㉣敢昸ㄷ㐱愷攳戹挵㠰扦㍣挷捦㜴愵㥥〱慡㌸晥㘵戲捦㜴㤵㘹戴愹慦㔸㠸㌸㝥づㄲ攲昸㐹㌰愲搰昱昵慥㡥㙦㐶㈶㜱晣慢㐰攰昸ㄶ晣昰慡㤹㙢㈳慤㌶㌲捦㐲慡攷〳ㄹㅣ挷㜳敤敦收㜸㙥〷〸晤㔷㐰攴敢㈶㝤㌴㡣㔴摣㄰㌰ㅤ㝦㐲㡥攳㝦ぢ㍡ㅤ扦㄰扦昸换㜳㍣㌷〵ち愹㡢㐱ㄲ挷扦㑥昶搹慥㌲ㅤ㌶㜵愷㠵㠸攳㤷㈱㈱㡥慦㜵㜵晣㈸㔷挷㉦㐷㈶㜱晣㉥㈰㜰晣ち晣昰慡攱摡㕣㤰㜳㙤㠴㡢㜱㕥搵㉢㠱っ㡥攳㔷愱㘴㌷挷慦戶改敦〰㤱敦挱昴㜱戰㐴㜵㈱㘹㍡㝥㘴㡥攳摦〷㥤㡥扦〰扦昸换㜳㝣搰㤵摡つ慡㌸晥て㘴㠷㕣㘵挲㌶昵㐳ぢㄱ挷昷㈲㈱㡥慦㜱㜵晣㄰㔷挷㜳戵㉤㡥晦〸〸ㅣ捦㤵㌵慦㥡㜵㌶挲愵戴㔰㘲ㄶ㔲捤㤵昴攰㌸㍥㠱㤲摤ㅣ捦㈵戹搰晦〶㐴扥㥤搳攳㘱㤳㑡㈲㘹㍡摥㥦攳昸㑦㐰愷攳㔳昸挵㕦㥥攳搳慥搴㍥㔰挵昱㝢挹摥攸㉡搳㙦㔳昷㔹㠸㌸晥㈲㈴挴昱ㅥ㔷挷㝦戶搷慤㡦扦ㄸ㤹挴昱㈵㕥㜱晣㈵㐸昳慡攱晡㔸㤰㑢㙤攴㌲ぢ愹扥ㅣ挸攰㌸晥ち㤴散收昸㉢㙤㝡ㄹ慣㤴㡦つ昵㐴ㄸ愷慥〲摤㜴晣㕦昱㜴搹㍥扥〲㘲㜴晣搵攰攳㉦捦昱搷戸㔲慦〵㔵ㅣ㕦㠵捣㡡㉢收挲㥣戲搶㘵㜹搵㤴〱㈲㡥攷㕡㔷ㅣ扦〷㐶ㄴ昶昱㝦㜴㜵晣㡤挸㈴㡥ㅦ㠶愲㔰攳戹扡攵㔵㜳戳㡤摣㘲㈳户㕡㐸昵㔷㠰っ㡥攳㙦㐳挹㙥㡥扦摤愶ㅦづ㉢攵昳㑣㍤ㄹ㐶㉡㉥㡣㑤挷晦㍥挷昱㐷㐳㡣㡥扦ㄳ㝣晣攵㌹㥥㡢攳㐲敡㕤㈰㠹攳㡦愵㔳户戸捡㙣戵愹愳㈹㠳㠲挵昱㕦〷㈶㡥㝦搳搵昱㙦戸㍡晥㙥㘴ㄲ挷㡦㐱㔱㜰晣㍤㉣づ㔷捤㌷㙣攴㕥ㅢ戹捦㐲慡敦〷㌲㌸㡥晦㈶㑡㜶㜳㍣ㄷ戶㐲ㅦて㉢攵㙢㔶㍤〳㐶慡㠷㐰挷㥦㐷㥦〴㍡〵㜸搷搸㡢㈸昵㉤㥢㥤愱㤰扤ㅤ㔴㜹攴㤳攵㤱㝤㡦㈱㍤戳昸㥢㠲㡥㘹㙤ㅤㄶ㔷㌹㕦㍣捥挵ㄷ㡣晤㈸挵㔳㠲㜳㐸㥦㑣㠹㑢扤愷ㅦ㕣㔹㕣扡㔶愲㈸摥扥㔷ㄱ慣㝦愱ㅣ晡㈴扢摥㘴㠹愳㜱敢㝡㤸慡㥥〰搳敤つ搸㥦㐱愵敢挷㉣㉦㕢㡣㠲㡦㔹㥥㐲㐹搴愴愷㌸扣慦㥥戶愹㌹㑥㝦〶㔴㜱晡㘹攲㜴昵㉣搲㜴扣晡㈹㑡攷搳㡡㠱搳㘹攰づ㤰摤っ㝣慥㤸㠱捦㕡㡣㠲て㑡㌸戹挵㥦㐷㥦改㌴昰㘵㥢㥡㘳攰㉢愰㡡㠱㡤愶㠱慦㈲㉤〶㍥攳㌴㜰づつ晣ㄵ㔸㙥〶㍥㔹捣挰敦㔹㡣㠲㡦㍡㝥㙢㥢㌲摦㘹攰敢㌶㌵挷挰㥤愰㡡㠱ぢ㑣〳㌹㈹ㄳ〳ㅦ㜷ㅡ搸㑥〳㌹ㄳ㜲㌳昰㤱㘲〶㙥户ㄸ〵ㅦ㔶㜰戲㠴㍦㡦㕥敡㌴㔰㘶㐱愴收ㄸ昸㈱〴挵挰㑥搳挰㡦㤰ㄶ〳ㅦ㜲ㅡ戸㥣〶㜲挶攰㘶攰㝤挵っ扣搷㘲ㄴ㝣摣昰〹㑡挲ㅦ扥愵㜲ㅡ戸搷愶收ㄸ戸て㔴㌱昰㝣搳㐰づ昲㘲攰搷㥤〶㕥㐰〳㌹戲扡ㄹ戸戹㤸㠱㜷㔹㡣㠲てっ㌸昸㡡㠱㘱㈰㜶ㄷ愵㘴㔴㉤昰㈰挷㔱㌱戰ㄷ㐸㔵㠹攲㘰㈸〶摥攱㌴㜰㉤愸㡡㈳㤰㥢㠱户ㄴ㌳昰㘶㡢㔱昰㤲㍦〷㈹㌱㜰㍤㤰㡣㠱㌲晡ㄴㄸ挸昱㐶っ㑣〲㠱㠱ㅣ㌴挴挰ㅢ㥣〶愶㐱㔵散愹摤っ扣戶㤸㠱搷㔸㡣晣ㄷ敤㙢搸户㡢搲㉦〰搱ㄷㄱ㕣っ㄰昰戱晦㍥愹㜸㘷㙢扥㄰㤴晤っ扦ㅡ㡦攳ぢ㜳慢愹㈲㙣㝥〵捦㉥㔷摥慢㡥㌶㜳戳愹ㄲ敦〶㈵昱㈱㝣㍢㕥㜷挳ㅢ㐱昸捦㍣慣扤て扣〶挷㜷㌴散户㑦戴愴㤸搹ㅦ㕥㥣挴敢㈸㘵攱戶ㄴ㕥慡ぢ㤵攳敢搲㌴晥㘳㠲昸愱戰㘵㡡㥤戳㔲㌸〸㤷昹捡㤰敢愶ㄵ㜷愳昲摦㔶㜱扣㌹㤸昵㠷晤昶愸㤷慦ㄴㅤ摣㠶愹晦ㄲ㤸㤳晤㈲㕡㜶挹㔲㕥㜵〵攲㉥扢㉤敦㥦㝡愴㙣挴攰戵㈵㡦扥ㄴ戲昲㌱愱㤲㘷挰㔱㤱扥㥣愴㌶ㄸ㉣挰攳攳㘸㤶晦㔰摣㍥㙣㘵㡥扣敦戸㉢㉡昸愴㥤㜷㍥搹戸㜷昲敡愶ㅡづ㔸㔲愵慥㘴㤹㕦㈴戸ち㈰愰㌸㍡戱㕡㘹摡敡㔵晤慥戶㕤㑢㠱ㄵ㈸㉦㙢摢㜵㈴㘵㙤㔳ㅣ挸㘸㕦㐶㈳㐷㈰搱㜸㍤㈵㙦㈰昸㌲㐰㐰㜱戸㜱㘸㕣敦慡昱㘶捡攷㙡扣㤵㈴㠷㐶㡥㑣㌹ㅡ㌹愴㠸挶摢㈸㜹㍢挱ㅤ〰〱挵昱挳愱㜱㡤慢挶慦㔲㍥㔷攳㘶㤲ㅣㅡ摢㤱捥搱挸㌱㐲㌴㝥㡤㤲㕢〹戶〱〴ㄴ〷〴㠷挶昳㕤㌵摥㐳昹㕣㡤昷㤲攴搰挸戱㈳㐷㈳㍢㝤搱㜸㍦㈵扦㐹昰〰㐰㐰戱㠷㜷㘸㕣收慡昱㘱捡攷㙡晣㌶㐹づ㡤ㅣっ㜲㌴戲ㄷㄷ㡤㡦㔰昲㔱㠲敦〰〴ㄴ扢㙣㠷挶㜶㔷㡤㡦㔳㍥㔷攳ㄳ㈴㌹㌴戲㜷捦搱挸㙥㔹㌴㝥㡦㤲㑦ㄲ㍣〵㄰㔰散㠳ㅤㅡ㥢㕤㌵晥㠰昲戹ㅡ㝦㐸㤲㐳㈳扢㙢愷㐶挵㝥㔶㝡昵㌳㔱㈴攷㘶晣㈶慢摣敢㔷散㝢㠵㌱换㘲捣ㄲ㠶㔲散㡦㠵㜱㠶挵㘰㙢搳㍦〶搵挷㠶㝣挰㍤っ挷愱㠳㍣慤㜸ㅥ㝡ㄴ扢〸ㄹ换㜶〰挱㥦摣㡡㡤㕣慣㥢㥥昷㍣㙣昸挲㤸㤶昷㍣散っ㠴㜱㥡昳㜹㕥〴㔵戱昱㑢攷昴ㄲ㔳㙣昷愲昰㘵㈰昸㌳ㄵ㕥て㑣戲㥦㥡愷㤰敤㕥ㄸつ㜹ち扦㙣㌳㈶㌹ㄵ晥〲㔴挵戶㉦ち晦㠷㈹㌶㝢㔱昸㉡㄰晣㤹ち搹挴愵摣㤳昳ㄴ戲搹ぢ愳㉥㑦㈱扢〲㘱㥣攴㔴昸㉢㔰ㄵ㥢扥㈸晣㕦愶搸敡㐵攱慦㠱攰捦㔴挸ㄶ㉥搹㑦挸㔳戸搵㘶㡣换㔳戸捤㘶㡣㜵㉡㝣ㅤ㔴挵㤶㉦ち摦㘰㡡㡤㕥ㄴ敥〴㠲㍦㔳㈱ㅢ戸㈸慣捤㔳挸㐶㉦㡣搱㜹ち搹ㄱ〸㘳㤴㔳攱㉥㔰搵挳〰愲㜰㌷㔳摦㈶㠰ㅥ晤㍢㈰昸㌳ㄵ戲㝤㑢昶愳昲ㄴ戲捤ぢ攳挸㍣㠵散〷㠴㜱㠴㔳攱扢愰㉡戶㝢㔱昸ㅥ㔳㙣昲愲昰㝤㈰昸㌳ㄵ戲㜹㑢昶攱㜹ち搹攴㠵㌱㉣㑦㈱扢〱㘱っ㜵㉡晣㄰㔴挵㘶㉦ち昷㌰昵㐳〲㍥攱㥦㠰攰㑦敥㙡㌶㑦昶っ摥㑤慡攷㠲搰〵ㄷ㝣㕣㕤㕡㝢㔴改㌹㡤㤵㜷扥昹挲摢户扣戶㙡搶㍢㥦㙥摥晣摡敥㕢㕥晡昴晢摤戳㜶摣㝤昷㜳ぢ戶扥昴昶搰昰㌶敦㜷㍦㙥摦㜶㜱挳扡㡢㉦っ㉦㍢㘹摥挵攷慥㍤扢㘱挹㘱㜵㈵㈵㘵㘵攳㠷晤攴㠸ㄳ㙢㉥扢昰扦搴㝦晦晡昰戸㤲㈶㐹戵㝦愶㑥㕣散挶㙡搸㌴愵㍦晢〸㠸晥㍦㠰㉡㙦㌵㥢搶愰摡㈲慤ㄵ敡昵㕦愰㠹㤷搸挲㔶㉢戶晣ㄵ㠸晥ㅢ〰㙣㘱慢ㅢ㔴㕢愴㈱挳〴晤㌱㌴昱ㄲ㕢搸愰挵㤶扦〳搱晦〰㠰㉤㙣㤰㠳㙡㡢戴㜱㤸愰㍦㠱㈶㕥㘲ぢ摢扡搸昲㈹㄰扤ㄷ〰戶戰慤づ慡㉤搲晣㘱㠲晥っ㥡㜸㠹㉤散〶挴㤶㝤㐰㌴㔷㈸戰㠵捤㜸㔰㙤㤱㥥〱㈶㘸挵㈵ㄱ㉥戱㠵㍤㠴搸攲〵㔵攳㜵㜳摡挲ㄶ㍥愸戶㐸愷〱ㄳ㜴愹搳ㄶ㜶ㅥ㘲ぢ晦昳㐵敤㌷㙤㘱攳ㅦ㔴㕢愴㍦愱㉤㘵㑥㕢搸慦㠸㉤攵戴㠵晦ㄹ㘷㤵户㠶慤㥥挴慡㔲挵愶㉥㍤搵㕦㍦㌵㘷ㄴ㜳㐰㉦挷ㅢ㘰㙣晥挲昸㡢挵攰ㄷ㑡扡ㄲ〵搴戰愱㕡搹搹㍡㐵敡愳扣散㙣戱挲昸戳㌳㝢㌵戳戳㙤㔹搹搹愰㐴㙡㑦㕥㜶㌶㌲㘱㝣攸捣㍥㤴搹搹ㅣ慣散㙣〳㈲昵㠷扣散㙣ㄷ挲昸挰㤹㝤〴戳戳〶㕢搹㔹㙤㐵敡扤扣散慣捡挲㜸搷㤹晤〸㘶㘷愵戳戲戳愶㠹搴㍢㜹搹㔹晢㠴昱㝢㘷昶愳㤹㥤昵挴捡捥捡㈱㔲扢昳戲戳挲〸㘳㤷㌳晢㈸㘶㘷㘸慤散㡣愷㐸扤㤵㤷㥤㌱ㄶ挶㥢捥散挷㠱慡ㄸ㍤ㄹ㝢㡥㘷㡡挱㤰搴ㄸ愶攸㕢㐹㡤㘵㡡慥㤲搴㌸愶昸攴㤲㍡㠱㈹㍥㠸愴挶㌳㐵扢㈴㜵㈲㔳㔴㈳愹〹㑣㠹ㅡ㔶ㅢ㝢戳〷戸㐷㠹扡〲慡愸㉤愰㡡晡〲慡㤸㔱㐰ㄵ㜳ち愸㘲㔶〱㔵捣换愷㔶晣㍦㔹戲ㅡ㜲
Decisioneering:7.0.0.0 | Decisioneering:7.0.0.0 | Decisioneering:7.0.0.0
| CB_Block_0 | CB_Block_0
| 㜸〱敤㕣㕤㙣ㅣ㔷扤摦㌳摥㔹敦慣敤搸㡤搳戴㈹愵㜵㈹㙤愱づ㙥㥣㈶戴〵㐲昰㐷㤳戸㌸戱ㅢ㍢㈹㠸㡦捤㜸昷㑣㍣捤捥㡣㍢㌳敢挴愵㔲㉢㘸㠱慢ぢ㔴㉡ㅦ愲㔰愰慡㔰㈵㕥戸㤷㤷〲昷愲㉢㕤改㑡ㄷ愱㈰昱〰て㔷扡て扤攸ちㅥ㐰㔷㤱敥ぢて〸昸晤捥捣散捥敥㝡挷敥戶〵ㄷ昹㌸晥晢捣昹㥡㜳捥晦昳晣晦㘷㤲ㄳ戹㕣敥捦㐸晣换㤴㘷收收愵㡤㈰㤴捥挴㡣㔷慢挹㑡㘸㝢㙥㌰㌱攵晢收挶扣ㅤ㠴㝤㘸㔰㈸摢愸て昴㜲㘰㍦㉥㡢攵㜵改〷㘸愴攷㜲挵愲愱愱㥥㠳昰㜷㈴㜹㌰搸㙢㌰て戰㍣㌳扤戰昲㈸㐶㕤ち㍤㕦ㅥㅣ㍢ㅦ昵㍤㌶㌹㌹㠱㥦㈳㐷敥㥦㌸㜴㜰㙣愶㕥ぢ敢扥㍣收捡㝡攸㥢戵㠳㘳㡢昵㤵㥡㕤昹戰摣㔸昶㉥㐹昷㤸㕣㌹㜴敦㡡㜹攴晥挹㈳㐷㡦㕡て㍣㜰晦㈰㕥㥤㍢㌳㌳扤攸㑢㉢㜸㠳挶搴㌹攵㈳戳戲㘲㜳㙤㔲晡戶㝢㜱㘲㘶ㅡ晦㔲昳挷搳㝤ㄳ㑢慢㔲㠶㝣戵昴愵㕢㤱㠱㠱㡥〳捥㔴㄰搴㥤㌵㙥㥥攱㥣挰㔲㉢㘶㄰敡捥㡣慣搵っ㈷ㄹ戵攸㉣㘰敦㙡收挶愰戳㈴摤挰づ敤㜵㍢摣㈸㌸换ㄸ愸㍡攴㥣ぢ攴㔹搳扤㈸捦㤸㡥搴㥤㤳㜵扢㥡㡦㔲慥敦慥㘴㠸昴挴搴昲㈷愶〲㘷㘶搵昴搵㡣〲㙥㑣㐶摢ㄳ㝥愵戵敤敤摤挷攵搴搵ㅢ㌸收ㅤ摤摢愱收扣改㌷㕡㡥㜷㙦ㄹ㉦扥㜵〶昷㜴㙦㥦摡愳搶㍥敦敥摥㐷㙤㘵㙢㙢㌱㄰搳户摡㔱㉣挶㈸㄰昴ㄳㄴ〹㠸㐰愳㐴㌰㐰㌰〸㈰昲晦て㉥㐹㜷㘴㤵㔶㌶戵昲㡡㔶慥㘸攵慡㔶㤶㕡搹搲捡ㄷ戵昲慡㔶戶戵昲愳㕡昹ㄲ摡㈴愹搸摦慦挵改昳㔷㍦㔹昸晤扦晤㘹敥戳晢㥦㍢晤㡤㙢㕦扥㍡戸〷㡤ㅥ㡥㈷㌵敢㥢㤷㐱㙡㑤㉡㍥㍣㜱㠸㍦㕢㜳〵㤸挲㍡㙡摤㘷㑤㑥㔶㡦ㅥ㌲敦㌵㜵㉥㉢〳昹㉤㠴㌲㠲戶㠳搶㈳戶㕢昵㉥㉢摣摤㍣㙤〶戲戹㜱攳㜱摤戴㔷㜷慢挱摢㌶慦㕣ち捤㔰摥搴㕥搷ㅣ愴愳摢ㄲ搸㑡〶敡㝤户戴㜷㍢㙦搶敡㜲敡㡡ㅤ㔵扦扤慤摡㔹昴扤㤵敥戵㈷㝣昹㔸愳戶㘳㐶㔳㄰㙡敢㙡散㡥㔵㐶㔵搱扣挶㘶㔶扤㐰扡㙡㝡攳捥愲㕤戹㈴晤㈵㐹㤱㈸慢㙡愹搷戳㉡收晡昱〵ㄷぢ〵户㔶摦㤱㉥戵ㅥ扣ㄲ㠲㤹㘵ㄵ昳㕤㤳㝥戸戱㙣慥搴攴晥㤶㈶搱㍢㔱㜱愰愵昸㠴㔷愹〷㌳㥥ㅢ晡㕥慤戵㘶慡扡㙥㐲搲㔴㑦㝢㔵㤹捦攷㤴㔰㠰挰敤敢ㄳ㈲㜷㜷㜷㕥㔰㠸㐸愱㤸㡣㝣㘳㉢搹㑤㥣挵敡戰㡡㥡㈴㑤㙡敦摣㘲㌰捥㔷挹㤸っづ㑣慤㠹晡㠳㉦㝤搷ㄶ挳㌶㌰昷收㌶搶戴搱㜸昵て慥㑢㌷㍣㘵扡搵㥡昴㌳戵㥦攰㡣㡣㘱〰晤ㅡ〴㐲搷摤愳慡ㄳ㔷挴㠶㝥搹慥㠶慢㠵㔵㘹㕦㕣つ㔱〶つ㔹㉣㜲㙢㍢㤲㜱ㅤ㡡㡣扤〴愳〰愵㔲慥戰㡦㡤ち㈵愴㥣㑥改㤴挱换㉤㠲㥣晤㕡㜸㜹搰㍡㘱搷㐲ㄹ〹攵㘱ぢㄸ㠹戴㥡㐲摦㄰㐹搴㌷㉢㤱挲搸㘷捤㠰㑡㑤摢つ㌷㥡㝣摢挱㈵ㄱㄱ敤捡㠲ㅤ㈷ぢ㈸ち㕡攵㐱〶慦㠱㘸摡愴㐱㜶攳ㄴㄱ㤱つ㌲㌴㍢㐶㙥㈵㌲戶捦㤰ㄱ㘸㥦㈶㐲戶㍥搴㕤㐶㤰搸㍢㠹㤴㥤扡昲攳慥㌴摢捣㤶㡦愴搹昵搸㌸㘳㍦挱つ〴㌷ㄲㅣ〰㄰扦㠱㠴愳㤴㐳扥㌵ㄹ㙦挳戳㜱㌳挱摢〱㈰㥦っ捡㥣㔸㔴搱㠶摡㡥ㅤ挹㜶㐳戰㤳㤵㔱ㅣ㠹㈲㕡挶つ㍢㜳挸㔱㠸㡥慤捥㥤愱㙢昳㑡挷摥搹㥤㌶搳换㈱㐵㘶㌴㑤慦㜵㡢愶改㡤㘰搳ㅥ昵搶慤攸㙡㡣ㄱ摣〶㔰㌲摥㐱〸攵㐲㠳㜷㝢ㄶ㍤㑤捡户㠴㔹ㄴㄹ㐳㍤㉡昸㤸㤰㜹〴挸㄰㜲ㅤ挷㤷㕤ㅢ㥡收攰戸昵㤶户愱て㜶攷敦ㄸ改㙤㝡㜳㔷敦搰㕦昴ㅡ慤攸摢挱㕥攲扦扢敡㤸㍢㔰㙤摣㐹㜰ㄷ㐰㥢㡥攱改晢戵㝡ち㤴㔹散愴㌰户㤷㕥ㄷ㘵攵㉥㙦慣㐹愵㠱〶慤㘵搳扦㈸㐳㜸㌰收㘶㘱ぢ㝢扥㉦㙢㌸搴㔶㔵〱捦㉦㌷戴ㄶ〶㈷㝣捦㘱昹慥㡤ㅣ扣㈵ㄴ㐳㍥慦昵攵摡㙣攴っ㕢㌳攵㜳㑡㔱づ㜵昰扤摤㠵㐴慡㔳㉢㜹戱㕦昶昹㜲㔷㤲昴㈰㐹摥㡤㙤㌵敥〶㠰㤴㄰扦敡㉡㔱づ戲搹㝢㔴戳㔶㡢㤵ㅥ扥㡣搳㐹㥢て戱㐳㡥っ㐴づ摢㘹昸て㠲㈱㘷挹㜶ㅡ挲㘲挰㔹㤴㝥〵扥〵扢㈶㑢㤱㕢㤶愲㘶㔷㔶扣㐵㘴㐵㕦㕦挷㜹㍡挳扦愶攸愴㑤㑡㘴㜲㝢㘶㘵挶㔹扣㐹㔴㜴㐳㔲愸㘴戸㠶ㅡㄲ㠸㤴挷戶扢㈲愶〷ㄱ㜳て㌶捥㌸㐴㌰㐹㜰ㄸ㐰晦㌹㈴捤㜶㌷㥥攱戰晥㜵扡戴换攵㕣㤱㘸㔰㉥挲慢㕤㠵搵㔱扥收扤〴昷〱戴㤹㍦㜴㐰㘶㄰愲㐲㜹㡡㄰㔵ㄸ挳㍡㙦换换愴㠱㍤ㄶ〲㑢㌳昵㈰昴ㅣ㐶㤶㠶慣㔹敦㡣ㄷ捥摡挱ㅡ㈲㔱愳㔶㥣㜹㘴㔵扡愰㉥ㅦ戶㑦㕢㤹户戶㈶慢㠶戵攴搵㈱摡收㘶㜷挲挱ㅣ摢〱㕢㔲㥤捤㌵㠱搴摢昹ㄸ㐳〸散戴昲户搲ㅢ扢㉤敦㌷て㝤挳捤ㅤ㕤戶挳㥡ㅣ戰㈲愶㘳扥㘸㘱ㄷㄱ㌹愸昶㕢换慢扥㤴戳㐳搶㐹摦慥搶㙣㔷ㄲㄹ戰㌱ㄹ慣㥢㤷ㄷㄱ㈵㔸昴ㄸ〳昴摣㈱㙢搹㌷摤㘰捤㘴㐰㜱㘳㙦换㤳ち㡢攸搶戴敤〶㜸㡤挲㈲昳挳搶搲慡㜷ㄹㄱ摢扡攳㥥㌴搷㠲ㅤ㠱ㄵㄲ㝤㤴ㄴ㙡㠴㈶㌴㑤ㄴ戵㘲慦昸攱㠱㍣㤷㈳敦攵〹ㄴ慥㜲㍡㝤收ㄹ摡㥢㜶㝤ㅣ愳愱㥤捥㌹つ㈲㝡搴㈸散换㤴挲攴㔴攳〱昶㜹ㅦ挰㐳㈷捦捤㌵㈳㜳慦㉢㘶慤搳换㥦㈱攳ㄵ㔹㌴〲㈱昴搱敤㠹㐸㠵㘵愴ㅣ㜰㈰㌰捥愷㜶昲㉢㔹慡つ愹㙦㑦㌳㝢〲㤱愴㐱㙢摥㕣㤱㌵挴愳ㅤ㌳摣ㄳ㍤搰㡣㜵捣㕡㄰搷捤㜸㡥㘳㤲戴㐸㤶㑢ㄵ㤳ㄴ㍣㔵て扤搳戶㙢㔸〰㡡晥攲㈲昳ち㡡捣㉢慡㘸搰㍡换搰愰捡㜳㉣敦愲改摢攱慡㘳㔷㡡㝣㘰昸㙥㐷搰㈴㤸㥣㤲㌷㐹㠹捣ㄸ㙢戳收捦挱㘴ぢ㈶㠰敥〹挸㔱㙥ㅤ搱て捡搵㐴〱㍦愲㐷挷ㄲ〴㡣昲㤴ㅡㅦ挰㘸扡扡ㅤ〱㤱愳搲戵攴づ挶戵㈷㔱ㄲ〹㈱㘲㍤㠳㐴攰ㄵ㑣〹㜹扡戸ぢ搶㌹搷づ㠱㍤㘲散㠴ㅤ捥〶㐰㌹〰戲敡㜸㝢㤳挲㙡慡搳㜸㐳㉢摣摡㔹搵愲㈶㙥改慣㑦敢㡤㜷㙥㔲ㅤ㘹㤴㤴㈲搹慡㤱搲㉣㥢捣㜱㈷愹ㅡ愱ㄴ㜷愲㙤㐴㤶摢戴戹敦㤴㈲慦㐳㌱㈹㥡挹ㄹㅦ㔴㠴㠲㐰㙦慣愳攸戳捦㈶㡦㔴挴㠶㌶㐰㠹㝡㉡㉡ㅢ㡡㐳㠲㜳戸㜶㔲㤵愵昸〹晣扤㈷捥㉥搴挳㤶ㅡ昳捡㘸㕣㌳㔵慢㉤戸戰ㄲ㉡愶㕦摤㈱㉣㡤戵㐵ㅡ㐶㜱㘷慦摡㍦摡摥ㄴ㈳挶㙣挸戰㐸㠶ㅦㄸ㙣〸收㑡㐵㔴㘹㥤つ㜱慢ㅢ挵㐵㍥㥤㤶愶慢㌰戰ㄴ㔶㘷攵扡㌲挳㥡㤶晣愸敡搰㌸㉤㉡㌹㙡㔸㔳㉢〱㔴㝡㐸㌹ㅥ攷ㄴ㠳ㅢ搶㔹扡愵㜰㠹〱㘲㌷捥㉤㔶㐲㠴㜶ㅢ〳昰㘴戰㜳戰㠳ㅤ㠹㐲㈷戴捥㈸㐱ぢㄹ㠴摢扡〸昲㑥㡦ㄸ㠵㈰戵㔴晡扦攳攲ㅢ捦㌳㝤敦㜸㉥挹挴㑣挴㜰㔷㠶昵〰攴愶㈳㤳攴愲搱㈴㘰ㅥ㐹㌶㈵戴〶㤳㌲㥡ㄸ㐳㌴昹晣㄰户㜸ㄸ换ㅡ㈶摢搴㜰捦㉤戴愱㑤㙢ㅢ㝢慣㌹户㔲慢㔷愵㔲挵㠹慣㔶ㅡ㜹㐷攰㑢㕤〱㡣戸㈹㘳㕦攲㑤㤹挳㔱㡡㑢㈶㤲㝡户扢㡤攳攸慥㠴ㅣ挶㠸㔴ㅦ〳㤰ㄹ㙥㌹ㄵ㄰敢戸愷㐰晢㜰㙦昳〲㠳扡㍣〷㤱搶㔱㐴㔹㌶㡦晢㜸㡤㈸戲攲戶㔴戳㜹㙦摥愳捤㥥㉡㍡㘵㐷㐵㍢〲㐷㔸㘷㈴昰ち〵ㄸ㈳㍤㜲〷〷挹㕤㡢愳扢搷㥥㔴㡦戹㙢㐰㠵挲㠰㘰㡣㤷愷愰ㅣ㜶ㄵ㡣㐴㠳㕢㙢㕡摤㠲搱㕦㕡摥挶ㄴ㠰㘰ㄸ㤸〶㉤㕡㐶〶捥っ昲㕢ㅢ㌸户愲㔵㐶㠴㌴ㅤ㑣㘵㡣㜲ㄴづ㝢㈰つ摣挴㠳昴戲〷㈵ㄴ敥㔳ㄷ挳㤲扢㠹攳づ㡥㐰㥥扦扦慤㜰搱っ㜱晤挵㍤搰㔶㍣㔵慤搲摣㠵㝦㙥㐷㘰ㄵ㔷㌷㈲㜳㜴㕦摢愵㉣戵㈶摡㜷户户㔵挴㤷〵て捦㑥㥣㌲挳捡敡㔲戸ㄱ㕤摣敡㤵㈴昴㥦挰ㅦ戱改摢㘹㌳攷㕤㕥㐴㕤攷摥㤷㉥戹摥㘵㔷捤㑢て㜸敢てㄴ㠲㉢㤴晤㥣㘴㈹昷㘷晣愸愴攵昴㝦挵㠸摢㤹㌶〷㘸㍡㐸㌸㡥㑡㤱㌴ㄸ㐳㍥㠳㑥㘰扢㌷㙥つ㤰㑥昶戵搱㠹ㄲ〴扢㠴攲㕥㝣挳〸㐵晣ぢ搰㑡㘲㠹㡥攴搸昳㤷挱晡攲挷㈸㈱挲昱ㅣ㡢ㄱ晤㌶攴㌲㔰愷〴㜹㝣挵㠳ㄷ㐲晥㝥戰㤴㜰昳愶散昴㔷㘰㘶昱愳㜶ㄴ摤㐲ㄴ晤戰〳㐵㠲搷㐰ㄴ晦㍥㠴㑣㤲㜴㠶㘷㕦㔳㈰㥣㙢摡㍤㠰扥改ㄷ㝥晦㠶〷搰昹㤸㌸㤴㡤㠶㔰摢ㅤ㜸㙥㤸〸㝤ㅤ㈶〲㠳昷捡㐴㌸㡤㡣㘰ㄴ㍦㌲ㄱ㘲ㅦ挸〲ち戶㌶ㄱㄸ摢换㌰〴㔳愱搶㤴㕢㠳㈷戰晤づ晤㘳愷㜰昱㔶〶㠸攷㐳㘹〵㌳昰㐸摤搰㔹扣㘸晡愶㜳㐰㤵㥦昴㈵㤴㤹扦㡣㥢摣慡ぢ㝢摣戴㘹㡤敡戴㠹慦㈲昱戲敦晡㔳戶㜷㝦ㅤ㤸㡡㔲攴扥ㄷ㐵㔱㜸ㅤ㥥ㄲ挱㜳㐳敥㔳晢扥㝦昲㝦ㅥ㝦晡㌸㙦慢挵戴慡摦㡤㝣㉦㈱㝢摡ㄳ〸敡愶㉥㡡㕣捦て㜳㑥攳ㄳ㈵㝢慤㈶愷㑤㕦㔹㐱㠱攱㈴搹㠸昰㔲㠴ㄹㄱ摦㑥㌰㌱㜱敦㈱㌲㌱㈷摡摣㥤敡挳㈶攵㈲㥣㐸㑤㕣昹昴㤲戰愱攸慡挸㝡戴㌶昵㝦㠶㉡㝡㡤ㄳ㘹戵ㄲ㜹敡㘴ㄲ攲㥦摡㜵摤㔱敡扡攸㈰挳戰㝦㈲愵㄰㝦㈰㠵愴て㌲扣㄰愰愴搴㔹㘴昴㝢〰㌲㈲㙢敤㈱㕥晡〳㜶㠵㠰㙣㕣晡敢昱㈳ㄶ散㈲戰㤸昸攲㝢㍤搱搲ㄶ㑤㔴ㄳ㐳戵捡愶㔹㐲㐶ㅤ㕥㔸㌰㤹㤴㉥㈳㤳㈴晤㌰㜲摢㜶㐷昱㈵㐳㑥ㄴ㜸㡢ㄸ㕢㜷攸㙢㉢㌹て扡㜵摣晣㠰㥥㈹㈸㠵攱敥㘵㌱づ愴㉡㐶ㄷ㌵㉤㐵㐵㠴挳㔱戶搱㘹㈰慥㠲捥㜲て攰㔴㡡攰ㅦ扦ㄴ㘲晤㜸㜳攸敢摢㙢愸攳摣㝥㉣㤰扦戰扦㙥挹㘰㙣扣㤵ㅣ〳〹扢慤㔶挵攸㝡昸㌹㜴攱愲㜳挲㘸㘶搵戳㌸㡡㍦〹㘷昵㘹ㅤ晡㥦搱㙢挵㔹攷搹㥢㘱散ㄶ晤晦ㄱㄴ㙣愹晦〵㘳㙦ち㤱ㅦ㡤㌳㝣搰ㄹ㍦搹㌲㘴挳ㅤ㠱㘷ㅢ挱ㅢ㜵㌰㌶㔴㤶㈱敦㈸户㠴㡦㔷愳㙡㈵挱攱昷捡户㕦㡤㘸昴愵㙤㍢搰㔵〰㌲㌶愴扦っㄱ搴戵㝦慢摣㑡㑥户㠵㡦愱攳扥搳㜶挵昷〲捦ち挷㤶㄰昴ㅤ攳户㘷ㄶ㙣㥥㈹昱摤㜶愱㜶㍢㜶㘲昰ㄳ攸㜳㘶〱〲晢㡣っ摦愸㔸㈴㈳ぢ摢㡢㘴昰㍢愴㤱㔴㜸㠹摡㈱戸捥㝡戸㙥搶昰改敡〲㝣㥤㈱㡢㜶㠴戲㡢㍣捥敤㌷㌴戸㜵戸愳昵㘱昸㠳㘴㙤〲挱㌱戵㠴㡦㝤㠲晢摡扥〷慤㙤攳戵〵㙣搹㥢捦慤愴扦〴㥣㙥敦㉤慤㈴挳㜷昲㡢攴㤲㔱㈶挴愵晤攳昸扢㝤〷㉤㐷ㅢ〵㥤挷ㅦ㜴搳ㄱ㌶㕥㠳晢㙣ㅢ搱敦ぢ攸㉡愶〸昰㙢㤸㜱㠶て㠲㕥㍥戲愲昸㌶㤶㐵〶㐰㍥㔷愸〰㜴愷敡ㄷ㌶愳敡㤱㠷搸ㄳ㐹昰㡣㐱㜲㉣㠹㙦愲㈱户㉢㕡㌶㔸㠲换ㄶ敡㉣㠱扣㤱昴㐰㍥㈷㜸㤶㔰ㄳ昹㍡㍡㌴㈶㘲愳戴晢㐴扥戶搹㐴〴慤〰戵搰昴昸㈳㠹ㄶ㌱㙡愸㌶ㅣ〲㤷挰〳ㄸ㐹㤴挹㌰攵㈳㠵㑥㈱㡡㌱晣㤸㈸㐲晡㐵晣昷搵攳㍦扦捡昴晢攳㐲㐹㐴㔴戵慥㠲ㄲ㔱慤攲搹昴㉡㝣㤴㜶㕦挵ㄷ㌷㕢挵〸㠵㈵㘷㘲㠴〰㐳㝤愲㡣㍦㙡㔵㜵㘴戸愱晣ㄵㄷ〸昰摢㌲㡢ㄱㄳ㈵慡敦㘵㘴搰㤷㍢慦㕡㕤㐱㈶改慢㜳㈳㌲扥昲㔱㠶ㄲ㙦㐴搲愹㔳㠸扣戲㠵㐸㍤ㄶ㥤搸ㅤ扢㈳㠴〴㤶挴捦㘶扢捡昶㐲㡦愱㝥昱戹〴㌱愷㑥㈵㥦㔰㘹㜱昰〹㠴ㄱ㤹愶㈴㈴㙥愴昸㙣搲昸〷慦㌴㝤愷愸㐰〲昵㐴㡤㐹㜰慡昱㌳㐹攳挳昸㍣㑢戵挹昱㉡〱搳慢㐹㘳ㄲ愶㙡晣㜴搲昸㜷㠷て㌴ㅡ㈷㜴ㄸ㡤慣㤳㐸㌲㡣㕥㜵っ㐸㝤慡㍤㡣收扡㐵㐵㍡㘰㐵挵ㄴ愱㉡㠶㕣㔳慡㜴㄰户㐲㝣㝣㉣㍤㡦㑢㑥戸ぢ〲㘹ㅢ晤㥦〹㜳戸晣㌴㙢㠶㈶扥㠵㕥㐷搴搹㌷搴ㄳ㍢ㄷ慣〵ㅦ〵晤搶㕣㠰挳㔵㜵㐷㤱〸散㠲㝣戴扦㕢㜸攷㌳㙣挸收㝥㈴搱㌲㡤㤷㐹㝡搳㈲㉡挲㤲ㄷ㥦㑥㌰㥢㝢慡㐹㌳挶㤳㐰づ挴㈴㈰㌳挶㔳㠰㔱㐴㘶ㅦぢ㐶挸晦㡡戹㍦捤㡡捦㄰㍣つ㔰ㄲ㘴㜶搲㐱攱ㄹ㠰攱攴㝦慣ㄸ㕢㔷㡥ㄳ㑤㍣㥥扣㉣㑤㐶挶攷搸攱昳〰㝤昰攳㡡㤸〸㑢挶㍦愰㈴晤㔲ちづ昵搲㝦㘴挵ㄷ〸扥〸㔰搲㌹搹㙤敦ㅡ搷搴愳ち晢ㄲ扡㡡愷〸昰㙢㍣ㅢ㘷昸愰㜳ㅦ摥摦摤㘸收㤹㌸昹挲ㅦ㌱捦㤶㑦昹ㅦ挴愷昹ㅢ㕣㜴ㅦ晥㘷ㄲ㕤㔹昸㜹敤㝤扤㡤㐵㈶愰㜱慥㝥搷戰搹慦㘳ㅣ慥慢ㄹ㑡攱㠸㔴㉡㐵慤㈰㠸㙦㉥㔸㜸㜸〳摦㜲㑣㔵〸㐱ㅡ㔰ㄵ㙥㕣㜱ㅣ〵挶㤷搹㤴㌸㈶㥥㡣慦昰㠹愸㔵㥢昸搵㌸挳〷㐱扣慡敥㡦挶摤㤳ㄷㄲ搷慡挲㙥㝢㈱昱慦㉡㔶搳㉦㝣㥥㠳㈹㘴㈱搳慡㤵㠸㌴㐵㐳摦㐴㘶愸㙦㤸㜳㝢〴扦摡ㄵ㔱戹㔰扤㜰攱て挳昹戱㥢昲ㅦ昹搰攰昳慦晥散搷捦晤昲攳挷㝥晢挷ㄷ㕥昸攵晦㍥㜷昵㡦㍦㔹㌹昶㥦㉦扤昴ㅦて㝤攷敡慦昷㕡㉦㙡慦晣㘱晥挵㈷㈶㉦㍤昱㤸㜵敥敥㤳㑦㝣昴搱㠷㈷ㄷ慦ㅢ敦敢敢敦扦㙢昴愷㌷扥㙢攴愹挷㝥㈴晥晤扦㙥㜰㠵㕡㉥㕥搰㍡つ㉥㕢㑤攳㕢挸㘰ㅡ㥣昱㥢㍡つ㉥㔷㙤搴㑡扣㔱搳㈸㈸挲戹挱〹愸ち戳戵㘲攰㉦攱㝣戴挲 | 㜸〱敤㕣㕢㙣ㅣ搷㜹摥㌳摣㔹敥㉣㐹㤱ㄶ攵㡢ㅣ挷愶㙦戱㘳㉡戴㈸㑢戵㥤㔶㔱㜹戱㉥㌶㈵搲㕡㑡㑥㤰〶慢攱敥ㄹ㜱慣㥤ㄹ㝡㘶㤶ㄲ㕤〳㌶ㄲ扢㐹㤰㡢〱㈷㘹攳搸㑥〲愳㐸搱㤷戶㜹挹愵捥㐳〳〴㐸㔰㌸㘸ㅦ㔲㈰〱晡攰ㄸ㐵昳㤰愲㄰搰ㄷ㍦〴㑤扦敦捣捣敥散㉥㜷㐸慦敤㤶㉥㜸㈸晥㍣㜳㙥㜳捥昹慦攷晦捦㈸㈷㜲戹摣敦㤱昸㤷㈹捦捣㑤攵㡤㈰㤴捥搴㥣㔷慦换㙡㘸㝢㙥㌰㌵攳晢收挶㠲ㅤ㠴〳㘸㔰愸搸愸て昴㑡㘰㍦㈹㡢㤵㜵改〷㘸愴攷㜲挵愲愱愱㥥㠳昰㜷㉣㜹㌰搸㙢㌸て戰㍣㌷扢戸昲㌸㐶㉤㠷㥥㉦て㑣㥣㡦晡ㅥ㥤㥥㥥挲捦攱挳て㑣ㅤ㍣㌰㌱搷愸㠷つ㕦ㅥ㜵㘵㈳昴捤晡㠱㠹愵挶㑡摤慥㍥㈲㌷㤶扤㑢搲㍤㉡㔷づ摥户㘲ㅥ㝥㘰晡昰㤱㈳搶㠳て㍥㌰㡣㔷攷捥捣捤㉥昹搲ち摥愵㌱㜵㑥昹昰扣慣摡㕣㥢㤴扥敤㕥㥣㥡㥢挵扦搴晣昱㜴晦㔴㜹㔵捡㤰慦㤶扥㜴慢㌲㌰搰㜱挸㤹〹㠲㠶戳挶捤㌳㥣攳㔸㙡搵っ㐲摤㤹㤳昵扡攱㈴愳ㄶ㥤㐵散㕤摤摣ㄸ㜶捡搲つ散搰㕥户挳㡤㠲戳㡣㠱㙡㈳捥戹㐰㥥㌵摤㡢昲㡣改㐸摤㌹搱戰㙢昹㈸攵〶敥㑡㠶㐸㑦㑣㉤㝦㙡㈶㜰收㔶㑤㕦捤㈸攰挶㘴戴㍤敥㔷摢摢摥摥㝢㕣㑥㕤扤㠱㘳摥搹扢ㅤ㙡捥㥢㝥戳攵㘴敦㤶昱攲摢㘷㜰㙦敦昶愹㍤㙡敦昳攱摥㝤搴㔶戶户ㄶ㐳㌱㝤慢ㅤ挵㘲㡣〲挱㈰㐱㤱㠰〸㌴㑡〴㐳〴挳〰㈲晦㕦攰㤲㜴㐷㔶㘹ㄵ㔳慢慣㘸㤵慡㔶愹㘹ㄵ愹㔵㉣慤㜲㔱慢慣㙡ㄵ㕢慢㍣慥㔵㉥愱㑤㤲㡡㠳㠳㕡㥣㈶て扤收晥搵㍦晤挳㤹扦昸敦㔷㙥㉡晦昲昹㍢㠶昷愰搱愳昱愴收㝤昳㌲㐸慤㐵挵㠷愶づ昲㘷㙢慥〰㔳㔸㐷慣晢慤改改摡㤱㠳收㝤愶捥㘵㘵㈰扦㡤㔰挶搰㜶搸㝡捣㜶㙢摥㘵㠵扢㥢㘶捤㐰戶㌶㙥㌲慥㥢昵ㅡ㙥㉤昸挰收㤵攵搰っ攵㡤㥤㜵慤㐱扡扡㤵挱㔶㌲㔰敦扢戹戳摢㜹戳摥㤰㌳㔷散愸晡㠳ㅤ搵捥㤲敦慤昴慥㍤敥换㈷㥡戵㕤㌳㥡㠱㔰㕢㔷㘳㜷慤㌲慡㡡收㌵㌱户敡〵搲㔵搳㥢㜴㤶散敡㈵改㤷㈵㐵愲慣愹愵㕥换慡㤸敢㈷ㄷ㕤㉣ㄴ摣㕡扢㉤㕤㙡㍤㜴㈵〴㌳换ㅡ收扢㈶晤㜰㘳搹㕣愹换敢摡㥡㐴敦㐴挵晥戶攲攳㕥戵ㄱ捣㜹㙥攸㝢昵昶㥡㤹摡扡〹㐹㔳㍢敤搵㘴㍥㥦㔳㐲〱〲㜷㘰㐰㠸摣㍤扤㜹㐱㈱㈲㠵㘲㌲昲つ敤㘴㌷㜵ㄶ慢挳㉡敡㤲㌴愹摤戱挵㘰㥣慦㤲㌱ㄹㅣ㤸㕡ㄳ昵〷㕦㝡昷ㄶ挳㌶㌱昷摥㌶搶戴昱㜸昵て慤㑢㌷㍣㘹扡戵扡昴㌳戵㥦攰㡣㡣㔱〰晤㉡〴㐲捦摤愳慡ㄳ㔷挴㠶㝥搹慥㠵慢㠵㔵㘹㕦㕣つ㔱〶つ㔹㉣㜲㙢扢㤲㜱つ㡡㡣扤〴攳〰愵㔲慥戰㡦㡤ち㈵愴㥣㑥改㤴挱换㙤㠲㥣晤摡㜸㜹搸㍡㙥搷㐳ㄹ〹攵㔱ぢㄸ㠹戴㥡㐲摦〸㐹搴㌷慢㤱挲搸㘷捤㠱㑡㑤摢つ㌷㕡㝣摢挵㈵ㄱㄱ敤捡㠲ㅤ㈷ぢ㈸ち摡攵㐱〶慦㠱㘸㍡愴㐱㜶攳ㄴㄱ㤱つ㌲㌴㍢㐶㙥㈷㌲戶捦㤰ㄱ㘸㥦㈶㐲戶㍥搸㕢㐶㤰搸扢㠹㤴㥤㝡昲攳慥㌴摢捣㤶㡦愴搹戵搸㌸攳㍡㠲敢〹㙥㈰搸て㈰晥ㅤㄲ㡥㔲づ昹昶㘴㝣〰捦挶㑤〴ㅦ〴㠰㝣㌲㈸㜳㘲㔱㐵ㅢ㙡㍢㜶㈴摢㡤挰㑥㔶㐶㜱㈴㡡㘸ㄹ㌷敤捣ㄱ㐷㈱㍡戶㍡㜷㠶慥捤㉢ㅤ晢愱摥戴㤹㕥づ㈹㌲愳㘹㝡慤㕢㌴㑤㙦〴㥢昶愹户㙥㐱㔷㘳㠲攰㔶㠰㤲㜱ㅢ㈱㤴ぢつ摥敤㔹昴㌴㈹摦ㄷ㘶㔱㘴っ昵愹攰㘳㐲收ㄱ㈰㐳挸㜵ㅤ㕦㜶㙤㘸㥡㠳㤳搶晢摥㠶㍥搰㥢扦㘳愴㜷攸捤㕤扤㐳㝦搱摢戴愲㙦〷㝢㠹㝦敤愹㘳敥㐴戵昱㈱㠲扢〰㍡㜴っ㑦摦㙦搷㔳愰捣㘲㈷㠵戹扤昴扡㈸㉢㜷㜹㘳㑤㉡つ㌴㙣㉤㥢晥㐵ㄹ挲㠳㜱㙡ㅥ戶戰攷晢戲㡥㐳㙤㑤ㄵ昰晣㜲㝤㝢㘱㜰摣昷ㅣ㤶敦摡挸挱晢㐲㌱攴昳摡㐰慥挳㐶捥戰㌵㔳㍥愷ㄴ攵㔰〷摦搷㕢㐸愴㍡戵㤳ㄷ晢㘵㥦㉦㜷㈵㐹ㅦ㤲攴挳搸㔶攳ㅥ〰㐸〹昱㉦㍤㈵捡〱㌶晢㠸㙡搶㙥戱搲挳㤷㜱㍡改昰㈱㜶挹㤱愱挸㘱㍢ぢ晦㐱㌰攲㤴㙤愷㈹㉣㠶㥣㈵改㔷攱㕢戰敢戲ㄴ戹㘵㈹㙡㜶㘵挵晢㐴㔶っっ㜴㥤愷㌳晣㙢㡡㑥㍡愴㐴㈶户㘷㔶㘶㥣挵㕢㐴㐵㌷㈴㠵㑡㠶㙢愸㈹㠱㐸㜹㙣扢㉢㘲晡㄰㌱昷㘲攳㡣㠳〴搳〴㠷〰昴㥦㐳搲㙣㜷攳ㄹづㅢ㕣愷㑢扢㔲挹ㄵ㠹〶攵㈲㝣扤愷戰㍡挲搷晣〱挱晤〰ㅤ收てㅤ㤰ㄹ㠴愸㔰㥥㈲㐴ㄵ挶戰捥摢昲㌲㘹㘰㡦㠵挰搲㕣㈳〸㍤㠷㤱愵ㄱ㙢摥㍢攳㠵昳㜶戰㠶㐸搴戸ㄵ㘷ㅥ㕢㤵㉥愸换㠷敤搳㔱收慤慤挹㥡㘱㤵扤〶㐴摢愹昹㥤㜰㌰挷㜶挰㤶㔴㘷㜳㑤㈰昵㜷㍥挶㄰〲㍢慤晣慤昴挶㙥换晢捤㐳摦㘸㙢㐷㤷敤戰㉥㠷慣㠸改㤸㉦㕡搸㐵㐴づ㙡㠳搶昲慡㉦攵晣㠸㜵挲户㙢㜵摢㤵㐴〶㙣㑣〶敢ㄶ攴㐵㐴〹㤶㍣挶〰㍤㜷挴㕡昶㑤㌷㔸㌳ㄹ㔰摣搸摢昶愴挲㈲扡㌵㙢扢〱㕥愳戰挸晣愸㔵㕥昵㉥㈳㘲摢㜰摣ㄳ收㕡戰㈳戰㐲愲㡦㤲㐲㡤搰㠴愶㠹愲㔶散ㄷ㍦㍣㤰攷㜲攴扤㍣㠱挲㔵㑥愷捦㍣㐳㝢搳慥㡦㘳㌴戴搳㌹愷㘱㐴㡦㥡㠵〳㤹㔲㤸㥣㙡㍣挸㍥ㅦ〵㜸昸挴戹㔳慤挸摣㍢㡡㔹敢昴昲㘷挸㜸㐵ㄶ捤㐰〸㝤㜴㝢㈲㔲㘱ㄹ㈹〷ㅣ〸㡣昳愹㤳晣㑡㤶㙡㐳敡摢搳捡ㅥ㐷㈴㘹搸㕡㌰㔷㘴ㅤ昱㘸挷っ昷㐴て㌴㘳ㅤ戳ㅥ挴㜵㜳㥥攳㤸㈴㉤㤲㘵戹㙡㤲㠲㘷ㅡ愱㜷摡㜶つぢ㐰搱㕦㕣㘴㕥㐱㤱㜹㐵ㄵつ㕢㘷ㄹㅡ㔴㜹㡥攵㕤㌴㝤㍢㕣㜵散㙡㤱てっ摦敤〸㥡〴㤳㔳昲㈶㈹㤱ㄹㄳㅤ搶晣㌹㤸㙣挱ㄴ搰㍤〵㌹捡慤㈳晡㐱戹㥡㈸攰㐷昴改㔸㠲㠰㔱㥥㔲攳㡦㌰㥡慥㙥㐷㐰攴愸㜴㌵戹㠳㜱昵㘹㤴㐴㐲㠸㔸捦㈰ㄱ㜸〵㔳㐲㥥㉥敥㠲㜵捥戵㐳㘰㡦ㄸ㍢㙥㠷昳〱㔰づ㠰慣㍡摥摥愸戰㥡敡㌴搹搴ち户㜴㔷戵愹㠹㥢扢敢搳㝡攳㡥㑤慡㈳㡤㤲㔲㈴㕢㌵㔲㥡㘵㤳㌹敥㈴㔵㈳㤴攲㑥戴㡤挸㜲㥢戶昶㥤㔲攴ㅤ㈸㈶㐵㌳㌹攳㘳㡡㔰㄰攸㡤㜵ㄴ㝤昶搹攴㤱㡡搸搰〶㈸㔱㑦㐵㘵㈳㜱㐸昰ㄴ慥㥤搴㘴㈹㝥〲㝦敦㠹戳㡢㡤戰慤挶扣㌲ㅥ搷捣搴敢㡢㉥慣㠴慡改搷㜶〸㑢㘳㙤㤱㠶㔱摣搹慦昶㡦戶㌷挵㠸㌱ㅢ㌲㉣㤲攱〷〶ㅢ㠲戹㔲ㄱ㔵㕡㘷㈳摣敡㘶㜱㤱㑦愷愵改㉡っ㤴挳摡扣㕣㔷㘶㔸换㤲ㅦ㔷ㅤ㥡愷㐵㈵㐷つ㙢㘶㈵㠰㑡て㈹挷攳㥣㘲㜰挳㍡㑢户ㄴ㉥㌱㐰散挶戹愵㙡㠸搰㙥㜳〰㥥っ㜶づ㜶戰㈳㔱攸㠴搶ㄹ㈵㘸㈱㠳㜰摢ㄷ㐱摥改ㄳ愳㄰愴㤶㑡晦㜹㑣㝣攳㐵愶扦㍥㤶㑢㌲㌱ㄳ㌱摣㤵㘱㍤〰戹改挸㈴戹㘸㍣〹㤸㐷㤲㑤〹慤攱愴㡣㈶挶〸㑤㍥㍦挴㉤ㅥ挶戲㐶挹㌶㜵摣㜳ぢ㙤㘸搳晡挶ㅥ敢㤴㕢慤㌷㙡㔲愹攲㐴㔶㉢㡤扣㈳昰愵慥〰㐶摣㤴戱㉦昱愶㥣挲㔱㡡㑢㈶㤲晡户扢㡤㘳攸慥㠴ㅣ挶㠸㔴ㅦ〳㤰ㄹ㙥㌹ㄵ㄰敢扡愷㐰晢㜰㙦敢〲㠳扡㍣〷㤱搶㔵㐴㔹戶㠰晢㜸捤㈸戲攲戶㔴戳〵㙦挱愳捤㥥㉡㍡㘹㐷㐵㍢〲㐷㔸㘷㈴昰ち〵ㄸ㈳㝤㜲〷〷挹㕤㡤愳扢㔷㥦㔶㡦戹慢㐰㠵挲㠰㘰㡣㤷愷愰ㅣ㜶ㄵ㡣㐴㠳㕢㙢㔹摤㠲搱㕦㕡摥挶っ㠰㘰ㄸ㤸〶㉤㕡㐶〶捥ㅣ昲㕢ㅢ㌸户愰㔵㐶㠴㌴ㅤ㑣㘵㡣㜲ㅣづ㝢㈰つ摣挴㠳昴戲〷㈵ㄴ敥㔳ㄷ挳㤲扢㠹㤳づ㡥㐰㥥㝦㕤㐷攱㤲ㄹ攲晡㡢扢扦愳㜸愶㔶愳戹ぢ晦摣㡥挰㉡慥㙥㐴收攸扥㡥㑢㔹㙡㑤戴敦㙥敦愸㠸㉦ぢㅥ㥡㥦㍡㘹㠶搵搵㜲戸ㄱ㕤摣敡㤷㈴昴ㅦ挱ㅦ戱改摢㘹㌳攷㕤㕥㐴㕤攷摥㤷㉥戹摥㘵㔷捤㑢て㜸敢てㄴ㠲㉢㤴㠳㥣㘴㈹昷㝢晣愸愴攵昴搷㌰攲㜶愶捤〱㕡づㄲ㡥愳㔲㈴つ㈶㤰捦愰ㄳ搸敥捤㕢〳愴㤳㝤ㅤ㜴愲〴挱㉥愱戸ㄷ摦㌵㐲ㄱ㝦て戴㤲㔸愲㈳㌹昶晣㍢㘰㝤昱㐳㤴㄰攱㜸㡥挵㠸㝥㉢㜲ㄹ愸㔳㠲㍣扥攲挱ぢ㈱晦㝦戰㤴㜰昳愶散昴扦挰捣攲〷㥤㈸扡㤹㈸晡㝥ㄷ㡡〴慦㠱㈸晥㝤ㄸ㤹㈴改っ捦扥慤㐰㌸搷戴㝢〰㝤捦㉦晣晥ㅦㅥ㐰ㄷ㘲攲㔰㌶ㅡ㐲㙤㜷攲戹㘹㈲っ㜴㤹〸っ摥㉢ㄳ攱㌴㌲㠲㔱晣挸㐴㠸㝤㈰㡢㈸搸摡㐴㘰㙣㉦挳㄰㑣㠵㕡㔳㙥つ㥥挰慥㜳攸ㅦ㍢㠹㡢户㌲㐰㍣ㅦ㑡㉢㤸㠳㐷敡晡敥攲㈵搳㌷㥤晤慡晣㠴㉦愱捣晣㘵摣攴㔶㕤搸攳挶㑤㙢㔴愷㑤㝣ㄵ㠹㤷㝤搷㥦戲扤晢敢挰㔴㤴㈲昷扤㈸㡡挲㍢昰㤴〸㥥ㅢ㜲㝦扡敦㙦㑥晣晡挹㘷㡦昱戶㕡㑣慢晡㍤挸昷ㄳ戲愷㍤㠱愰㙥敡愲挸戵晣㌰攷㌴㍥㔱戲搷敡㜲搶昴㤵ㄵㄴㄸ㑥㤲㡤〸㉦㐵㤸ㄱ昱敤〴ㄳㄳ昷ㅥ㈲ㄳ㜳慡挳摤愹㍥㙣㔲㉥挲愹搴挴㤵㑦㉦〹ㅢ㡡㥥㡡慣㑦㙢㔳晦㍢愸愲户㌹㤱㜶㉢㤱愷㑥㈶㈱晥戶㔳搷ㅤ愱慥㡢づ㌲っ晢㈷㔲ち昱〷㔲㐸晡㈰挳ぢ〱㑡㑡㥤㐵㐶扦ㄷ㈰㈳戲搶ㄹ攲愵㍦㘰㔷〸挸收愵扦㍥㍦㘲挱㉥〲㡢㠹㉦扥摦ㄳ㉤㙤搱㐴㌵㌱㔴慢㙣㥡㌲㌲敡昰挲㠲改愴㜴ㄹ㤹㈴改㠷㤰摢戶㍢㡡㉦ㄹ㜱愲挰㕢挴搸扡㐳㕦㕢挹㜹挸㙤攰收〷昴㑣㐱㈹っ㜷㉦㡢㜱㈰㔵㌱扡愸㘹㈹㉡㈲ㅣ㡤戲捤㑥㐳㜱ㄵ㜴㤶扢ㅦ愷㔲〴晦昸愵㄰敢㈷㕢㐳㕦摢㔹㐳ㅤ攷づ㘲㠱晣㠵晤㜵㜳〶㘳攳慤攴ㄸ㐸搸㙤戵㉡㐶搷挳捦愱ぢㄷ㥤ㄳ㐶㉢慢㥥挵ㄱ晣㐹㌸㙢㐰敢搲晦㡣㕥㉢捥㍡捦摥っ㘳户改晦㡦愳㘰㑢晤㉦ㄸ㝢㔳㠸晣㐴㥣攱㠳捥昸挹㤶㈱ㅢ敥〸㍣摢〸摥愸㠳戱愱戲っ㜹㐷戹㌲㍥㕥㡤慡㤵〴㠷摦㉢摦㜹㌵愲搹㤷戶敤㔰㑦〱挸搸㤰晥ㅤ㠸愰㥥晤摢攵㔶㜲扡㉤㝣ㄲㅤ昷㥤戶慢扥ㄷ㜸㔶㌸㔱㐶搰㜷㠲摦㥥㔹戰㜹㘶挴㕦㜶ち戵摢戱ㄳ挳㥦㐲㥦㌳㡢㄰搸㘷㘴昸㙥挵㈲ㄹ㔹搸㕥㈴㠳摦㈱㡤愵挲㑢搴づ挱㌵搶愳つ戳㡥㑦㔷ㄷ攱敢っ㔹戴㈳㤴㕤攴㜱敥扣愱挱慤挳ㅤ慤㐷攰て㤲昵㈹〴挷搴ㄲ㍥昹㈹敥㙢攷ㅥ戴户㡤搷ㄶ戰㘵㝦㍥户㤲晥㉡㜰扡扤户戴㤳っ摦挹㉦㤲㑢㐶㠵㄰㤷昶㡦攱敦昶ㅤ戴ㅣ㙤ㅣ㜴ㅥ㝦搰㑤㐷搸㘴ㅤ敥戳㙤㐴扦㉦愰慢㤸㈱挰慦㘱挶ㄹ㍥〸㝡昹挸㡡攲㥢㔸ㄶㄹ〰昹㕣愱ち搰㥢慡㕦摥㡣慡挷ㅥ㘶㑦㈴挱㌳〶挹戱㈴㕥㐲㐳㙥㔷戴㙣戰〴㤷㉤搴㔹〲㜹㈳改㠱㝣㑥昰㉣愱㈶昲㜵㜴㘸㑥挴㐶㘹敦㠹晣昹㘶ㄳㄱ戴〲搴㐲搳攳㡦㈵㕡挴愸愳摡㜰〸㕣〲て㘰㉣㔱㈶愳㤴㡦ㄴ㍡㠵㈸挶昰㐳愲〸改㥦攳扦㙦ㅣ晢昹敢㑣晦㜱㑣㈸㠹㠸慡昶㔵㔰㈲慡㔵㍣㥦㕥㠵㡦搲摥慢昸搲㘶慢ㄸ愳戰攴㑣㡣㄰㘰㘴㐰㔴昰㐷慤慡㠱っ㌷㤴扦攲〲〱㝥摢㘶㌱㘶愲㐴昵扤㡣っ晡㜲攷㔵慢㉢挸㈴㝤㜵㙥㐴挶㔷㍥捡㔰攲㡤㐸㍡㜵ち㤱㔷戶㄰愹挷愲ㄳ扢㘳㜷㠴㤰挰㤲昸搹㙣㑦搹㕥攸㌳搴㉦㍥㥢㈰收攴挹攴ㄳ㉡㉤づ㍥㠱㌰㈲搳㤴㠴挴㡤ㄴ㝦㤶㌴晥敥昷㕡扥㔳㔴㈰㠱㝡愲挶㈴㌸搵昸戹愴昱㈱㝣㥥愵摡攴㜸㤵㠰改㡤愴㌱〹㔳㌵㝥㌶㘹晣摢㐳晢㥢㡤ㄳ㍡㡣㐶搶㐹㈴ㄹ㐶慦㍡〶愴㍥搵ㅥ㐵㜳摤愲㈲ㅤ戲愲㘲㡡㔰ㄵ㐳慥㉢㔵㍡㡣㕢㈱㍥㍥㤶㕥挰㈵㈷摣〵㠱戴㡤晥捦㠴㔳戸晣㌴㙦㠶㈶扥㠵㕥㐷搴搹㌷搴ㄳ㍢ㄷ慣㐵ㅦ〵㠳搶愹〰㠷慢摡㡥㈲ㄱ搸〵昹㘸㝦户昰捥㘷搸㤰慤晤㐸愲㘵ㅡ㉦㤳昴愷㐵㔴㠴㈵㉦㍥㥤㘰㌶昷㑣㡢㘶㡣愷㠱ㅣ㠸㐹㐰㘶㡣㘷〰愳㠸捣㍥ㄶ㡣㤱晦ㄵ㜳㝦㥡ㄵ㥦㈱㜸ㄶ愰㈴挸散愴㠳挲㜳〰愳挹晦㔸㌱戱慥ㅣ㈷㥡㜸㌲㜹㔹㥡㡣㡣捦戲挳攷〰〶攰挷ㄵ㌱ㄱ㤶㡣捦愳㈴晤㔲ちづ昵搲㉦戰攲㡢〴㕦〲㈸改㥣散戶㜷㡤㙢敡㔳㠵㝤ㄹ㕤挵㌳〴昸㌵㥥㡦㌳㝣搰戹て㝦搸摢㘸收㤹㌸昹挲ㅦ㌱捦戶㑦昹ㅦ挲愷昹ㅢ㕣昴〰晥㘷ㄲ㕤㔹昸㜹敤愳晤㡤㐵㈶愰㜱慥㝥搷戰搹敦㘰ㅣ慥慢ㄵ㑡攱㠸㔴㉡㐵慤㈰㠸㙦㉥㔸㜸㜸〳摦㜲㔴㔵〸㐱ㅡ㔰ㄵ㙥㕣㜱っ〵挶㔷搸㤴㌸㈶㥥㡣慦昲㠹愸㔵㥢昸戵㌸挳〷㐱扣慡敥㡦挷摤㤳ㄷㄲ搷慡挲敥㜸㈱昱慦㉡㔶搳㉦㝣㤱㠳㈹㘴㈱搳慥㤵㠸㌴㐵㐳㉦㈱㌳㌲㌰捡戹㍤㠶㕦敤㡡愸㕥愸㕤戸昰搶㘸㝥攲挶晣挷晦㜸昸挵㌷晥昱捤ㄷ㝥昱㈷㐷㝦昳扢㤷㕦晥挵扦扤昰晡敦㝥戴㜲昴愷慦扥晡㤳㠷扦昵晡㥢㝢慤㙦㙢摦㝢㙢攱摢㑦㑤㕦㝡敡〹敢摣㍤㈷㥥晡挴攳㡦㑥㉦㕤㌳㌹㌰㌰㌸㜸搷昸捦㙥戸㝢散㤹㈷㝥㈰㝥晣慢敢㕤愱㤶㡢ㄷ戴㑦㠳换㔶搳㜸〵ㄹ㑣㠳㌳㝥㑦愷挱攵慡㡤㕡㠹㌷㙡ㄶ〵㐵㌸㌷㌸〱㔵㘱戶㔷っ晤て㝡慤戳敢
| Decisioneering:7.0.0.0 | Decisioneering:7.0.0.0

## ERR & Sensitivity Analysis
Last updated: 9/25/2017
Tanzania: Distribution Systems Rehabilitation and Extension Activity
ERR and sensitivity analysis
Change the "User Input" cells in the table below to see the effect on the compact's Economic Rate of Return (ERR) and net benefits (see chart below). To reset all values to the default MCC estimates, click the "Reset Parameters" button at right. Be sure to reset all summary parameters to their original values ("MCC Estimate" values) before changing specific parameters.
Parameter type | Description of key parameters | Parameter values
|  | User Input | MCC Estimate | Plausible Range | Values used in ERR computation | All summary parameters set to initial values?
Summary | Actual costs as a percentage of estimated costs | 100% | 100% | 80%-120% | 100% | Y
Summary | Actual benefits as a percentage of estimated benefits | 100% | 100% | 80%-120% | 100%
Specific | Willingness-to-pay estimates as a percentage of base estimates | 100% | 100% | 50%-130% | 100% | All specific parameters set to initial values?
Specific | Long run marginal cost of generation, excluding losses (US$/kWh) | 0.1604 | 0.1604 | $0.10-0.22 | 0.1604 | Y
Specific | Number of initial connections as a percentage of ex ante estimates | 29.07% | 29% | 20-100% | 29.07%
0
| User Generated Economic rate of return (ERR)*: | 12.34%
| MCC Estimated ERRs: |  | Original | Closeout
|  | ERR | 33.4% | 12.3%
|  | Date | 2007-08-24 | 2017-09-25
| Present Value (PV) of Benefits: | 123592934.0525
| Present Value (PV) of MCC Costs: | 102636838.0653
* This is the only ERR figure linked to other spreadsheets. "Original," "Revised," and "Closeout" ERRs are all static for purposes of illustration.
1 The upper graph presents the yearly benefits accrued as a result of the project, minus the yearly costs to MCC of implementing the project.
2 The lower graph was produced by running a simulation of the project's ERR 10,000 times, each of which varied the "Specific Parameters" listed in the table above according to a specified probabilistic distribution. It is meant to illustrate the uncertainty around the final ERR figure presented in this spreadsheet, and to give an idea of how likely higher and lower ERRs given this uncertainty.
Reset
Parameters

## Assumptions
| Tanzania: Distribution Systems Rehabilitation and Extension Activity | [7 empty] | Last updated: 9/25/2017
Assumptions
| Inputs | [5 empty] | 5 | Investment Costs | Extension & Upgrade Regions |  |  | Kigoma
[5 empty] | Include/ exclude |  |  |  | MCC | GOT | Total | MCC | GOT | Total
| Financial Assumptions |  |  |  | Extensions | Upgrades |  | Capital costs | 95076415.63 | 5135102.23 | 100211517.86 | 2641264.14 | 10000 | 2651264.14
1 | Discount | 10% |  | Tanga | 1 | 1 |  | Supervision | 10029810.26 | 2130582.34 | 12160392.6 | 797064.04 |  | 797064.04
2 | Inflation rate | 9.8% |  | Dodoma | 1 | 1 |  | Environmental Studies | 201855 | 0 | 201855 |  |  | 0
|  |  |  | Morogoro | 1 | 1 |  | Resettlement | 10107413.17 | 0 | 10107413.17 | 20470.33 | 0 | 20470.33
|  |  |  | Iringa | 1 | 1 |  | Feasibility Studies | 935767.75 | 0 | 935767.75 |  |  | 0
3 | WTP scalar |  |  | Mwanza | 1 | 1 |  | Technical assistance | 9684141.69 | 212590.67 | 9896732.36 | 0 | 13800 | 13800
4 | Demand scalar - rural | 0.5 |  | Mbeya | 1 | 1 |  | Administrative Costs | 4993272 | 0 | 4993272 |  |  | 0
| Demand scalar - urban | 0.75 |  | Kigoma | 1 | NA |  | M&E Costs | 2262799 | 0 | 2262799 |  |  | 0
[8 empty] | Total | 133291474.5 | 7478275.24 | 140769749.74 | 3458798.51 | 23800 | 3482598.51
5 | Capital costs in USD |  |  |  | Other investment costs in USD | [6 empty] | Total Costs
| Region | Distribution Extensions | Substation upgrades | Capex Total by Region | Supervision | Technical Assistance | Feasibiltity & Design Studies | Environmental Studies | Resettlement Services & Compensation | Admin Costs | M&E Costs |  |  | 5.201%
| Tanga | 5901320.155 | 11135462.4833 | 17036782.6384 | 2067366.8052 | 1682525.9376 | 159088.2176 | 34317.011 | 1718343.4089 | 827017.1977 | 374779.0403 | 23900220.2567
| Dodoma | 19270465.0861 | 4535300.1655 | 23805765.2516 | 2888764.2637 | 2351020.0459 | 222296.4771 | 47951.701 | 2401068.3638 | 1155604.1822 | 523684.6677 | 33396154.953
| Morogoro | 9896674.5574 | 8779679.7781 | 18676354.3355 | 2266324.3298 | 1844447.4674 | 174398.4169 | 37619.5829 | 1883711.9107 | 906606.9899 | 410846.7134 | 26200309.7465
| Iringa | 8771177.6585 | 3697186.4939 | 12468364.1523 | 1513001.7628 | 1231356.0918 | 116428.6633 | 25114.894 | 1257569.0972 | 605252.2827 | 274281.9258 | 17491368.8697
| Mwanza | 16598582.1224 | 3537875.7307 | 20136457.8531 | 2443503.8835 | 1988645.0012 | 188032.7557 | 40560.654 | 2030979.1095 | 977484.8514 | 442966.4044 | 28248630.5128
| Mbeya | 2551686.0505 | 5536107.5786 | 8087793.6291 | 981431.555 | 798737.8162 | 75523.2194 | 16291.1571 | 815741.2799 | 392606.0786 | 177917.1337 | 11346041.8689
| Kigoma | 2651264.14 | 0 | 2651264.14 | 797064.04 | 13800 | 0 | 0 | 20470.33 | 128700.4176 | 58323.1148 | 3669622.0424
| Total | 65641169.77 | 37221612.23 | 102862782 | 12160392.6 | 9896732.36 | 935767.75 | 201855 | 10107413.17 | 4993272 | 2262799 | 144252348.25
6 | Capex Phasing | % | 8 | Base customer numbers: year end 2012 (for SS)
| 2009 | 0.4% |  | Tanga | 51397
| 2010 | 2.5% |  | Dodoma | 32276
| 2011 | 26.6% |  | Morogoro | 47388
| 2012 | 27.7% |  | Iringa | 42922
| 2013 | 38.9% |  | Mwanza | 50200
| 2014 | 3.9% |  | Mbeya | 63013
|  |  |  | Kigoma | 14597
9 | Operations Start | 2013
10 | Opex Factor (percentage of capex | 0%
| Operations End | 2028
11 | Base WTP (calculated in 'WTP' worksheet) |  | 12 | Connection costs: $
| Customer type | US$/kWh |  | Customer type | US$/connection
| New Commercial - T2 | 0.57 |  | Commercial | 655.425
| New Urban domestic- T1 | 0.597 |  | Urban dom. | 296.7
| New Rural domestic - T1 | 0.696 |  | Rural dom. | 407.25
| Existing customers (all tariff categories) | 0.295 |  | Typical | 400
| Sub-station demand assumptions | per year | 15 | Load factors for extensions customers
13 | Growth in demand in areas served by substation upgrades | 1% |  | Commercial | 65%
14 | Growth in customer numbers - sub-station upgrades | 2.3% |  | Urban domestic | 50%
15 | Demand load factor for customers served by substation upgrades | 55% | of total | Rural domestic | 30%
| Growth rates for electricity demand and customers (per annum) | Commercial | Urban domestic | Rural domestic
13 | Growth in energy consumption per customer - extension lines | 1% | 1% | 1%
14 | Growth in customer numbers - extension lines | 2.3% | 2.3% | 2.3%
16 | Unit delivered energy cost (USD/kWh) | US$/kwh
| Un-scaled LRMC in US$/kWh, which results in scaled LRMC of: | 0.1604
| Low @13 c/KWh gen cost | 0.14696
| Central @ 16 c/kWh gen cost | 0.21552
| High @ 20 c/kWh gen cost | 0.26047
17 | Technical losses
| Transmission losses | 5%
| Distribution losses | 8.1%
| Total technical losses | 13.1%
18 | Expected percentage point reduction in technical losses resulting from project | 1.2%
Notes
1 | MCC ERR hurdle rate.
2 | IMF World Economic Outlook Database, April 2014. Average inflation (average consumer prices), 2009-2014.
3 | The WTP scalar is intended to adjust base demand level per rural domestic customer. This demand projection assumes that the average annual electricity consumption of the newly connected users is much less than the average values observed for existing users for the same tariff categories. This because the new extensions are, in general, serving a higher proportion of users in the lower quartile of income distribution than for currently connected customers. Reflecting this, the model uses 50% of the reported average level for rural users and 75% for urban ones.
4 | This is adjust base demand level per rural domestic customer
5 | Investment costs from MCA-T Detailed Financial Pla, Q20 and GoT Detailed Financial Plan, Q22.
6 | Disaggregation of costs based on Mott McDonald estimates per region and applied to total investment costs from MCA-T DFP Q20 and GoT DFP Q22.
7 | Estimates of disbursement from review of MCA-T and GoT Detailed Financial Plans.
8 | MCA-T, Q16 Indicator Tracking Table.
9 | Infrastructure became operational at the end of the compact in 2013.
10 | Operating expenses not included separately because they are included in the long run marginal cost (LRMC) of power.
11 | Mott McDonald estimates based on World Bank Tanzania Energy Development and Access Expansion Project (2007) estimates.
12 | Mott McDonald estimates based on information provided by TANESCO in March 2013. TANESCO reported single line (single phase) connections shorter than 30 metres on average cost about USD267 per connection, but also reported much higher costs for longer distances from the LV feeder. In order to allow for a proportion of more distant customers we have applied a weighting for distances, which shows larger spot loads have longer distances than rural customers, and rural have greater distances than urban. We have also applied a scalar to the commercial user cost of 1.5 to allow for extra assets for much larger rated consumer. Worksheet 'LRMC' shows the build-up of connection costs.
13 | Assumption. Consumption will grow with household income. In this model it is limited to 1% per year to prevent consumption estimates in Years 15-20 from being unrealistic.
14 | Average annual population growth for the seven regions, according to the 2012 Census.
15 | Estimates made by the Mott McDonald engineers based on the initial load served by the areas, which in turn are based on the then existing transformer capacities, where the substation investments are being made.
16 | Unit delivered energy cost based on Mott McDonald estimates of long run marginal cost, derived from the Tanzania Power Sector Master Plan 2011 Update. Includes generation, transmission and 50% of distribution LRMC. Variation here reflects generation cost uncertainty. Values also exclude impact of loss correction which is applied after. Only the central case is used in this model. The low and high cases are shown for comparison purposes.
17 | Technical losses from MCA-T Electricity Loss Reduction Study produced by AZOROM - AETS.
18 | Original compact target was a 15% reduction in losses. 15% of 13.1 would be a loss reduction of 2 percentage points.

## Summary
Tanzania: Distribution Systems Rehabilitation and Extension Activity | [10 empty] | Last updated: 9/25/2017
ERR Summary
|  | Tanga | Dodoma | Morogoro | Iringa | Mwanza | Mbeya | Kigoma | Total
| ERRs (20 years) | 8.961% | 11.8% | 15.08% | 6.295% | 13.6% | 19.06% | 1.163% | 12.34%
Present Values (2013 USDm, 10% discount rate)
| Net benefits | -1.5052 | 3.4291 | 8.7987 | -3.359 | 6.552 | 8.2469 | -1.2063 | 20.9561
| Investment costs | 17.4286 | 23.7411 | 18.6256 | 12.4345 | 20.0817 | 8.0658 | 2.2595 | 102.6368
| Net local benefits | 15.9234 | 27.1701 | 27.4243 | 9.0755 | 26.6337 | 16.3127 | 1.0532 | 123.5929
| All benefits | 20.0319 | 41.8334 | 37.1293 | 13.7556 | 35.5399 | 19.4482 | 1.8845 | 169.6228
| All costs | 21.5371 | 38.4044 | 28.3307 | 17.1146 | 28.9879 | 11.2013 | 3.0909 | 148.6667
| Benefit/cost ratio | 0.93011 | 1.0893 | 1.3106 | 0.80373 | 1.226 | 1.7362 | 0.60971 | 1.141
Costs & Benefits per Year
| Year | 2008 | 2009 | 2010 | 2011 | 2012 | 2013 | 2014 | 2015 | 2016 | 2017 | 2018 | 2019 | 2020 | 2021 | 2022 | 2023 | 2024 | 2025 | 2026 | 2027 | 2028
Costs (millions US$)
| Tanga | 0 | 0.43121 | 0.78885 | 7.6247 | 7.218 | 10.0973 | 1.2877 | 0.61257 | 0.59062 | 0.61003 | 0.63009 | 0.6508 | 0.6722 | 0.6943 | 0.71713 | 0.74071 | 0.76508 | 0.79024 | 0.81624 | 0.84309 | 0.87083
| Dodoma | 0 | 0.45138 | 1.044 | 10.2622 | 9.8923 | 14.7436 | 3.5175 | 2.4662 | 2.3987 | 2.478 | 2.5599 | 2.6445 | 2.732 | 2.8223 | 2.9156 | 3.012 | 3.1116 | 3.2145 | 3.3208 | 3.4306 | 3.5441
| Morogoro | 0 | 0.35412 | 0.81903 | 8.051 | 7.7608 | 11.5104 | 2.3524 | 1.5961 | 1.564 | 1.6157 | 1.6691 | 1.7242 | 1.7812 | 1.84 | 1.9008 | 1.9636 | 2.0285 | 2.0956 | 2.1648 | 2.2364 | 2.3103
| Iringa | 0 | 0.23641 | 0.54678 | 5.3749 | 5.1811 | 7.6045 | 1.2397 | 0.73768 | 0.71834 | 0.74201 | 0.76647 | 0.79173 | 0.81782 | 0.84478 | 0.87263 | 0.9014 | 0.93112 | 0.96182 | 0.99354 | 1.0263 | 1.0602
| Mwanza | 0 | 0.38181 | 0.88306 | 8.6805 | 8.3676 | 12.2892 | 2.298 | 1.4476 | 1.4041 | 1.4504 | 1.4983 | 1.5477 | 1.5988 | 1.6516 | 1.7061 | 1.7624 | 1.8206 | 1.8807 | 1.9428 | 2.007 | 2.0732
| Mbeya | 0 | 0.15335 | 0.35468 | 3.4865 | 3.3608 | 5.2472 | 0.79099 | 0.4613 | 0.44781 | 0.46248 | 0.47763 | 0.49329 | 0.50945 | 0.52615 | 0.5434 | 0.56122 | 0.57962 | 0.59863 | 0.61827 | 0.63855 | 0.6595
| Kigoma | 0 | 0.017247 | 0.099723 | 0.98361 | 0.95155 | 1.3659 | 0.26002 | 0.13882 | 0.12583 | 0.12997 | 0.13425 | 0.13867 | 0.14323 | 0.14794 | 0.15281 | 0.15785 | 0.16304 | 0.16841 | 0.17396 | 0.17969 | 0.18561
| Total Costs | 0 | 2.0255 | 4.5361 | 44.4634 | 42.7323 | 62.858 | 11.7464 | 7.4602 | 7.2494 | 7.4886 | 7.7357 | 7.991 | 8.2547 | 8.5271 | 8.8085 | 9.0993 | 9.3996 | 9.7099 | 10.0305 | 10.3616 | 10.7037
Benefits (millions US$)
| Tanga | 0 | 0 | 0 | 0 | 0 | 0.94284 | 1.9606 | 2.4743 | 2.844 | 3.2186 | 3.5982 | 3.9828 | 4.3726 | 4.7676 | 5.168 | 5.5738 | 5.9852 | 6.4022 | 6.825 | 7.2536 | 7.6883
| Dodoma | 0 | 0 | 0 | 0 | 0 | 2.7666 | 5.8302 | 6.8103 | 7.1873 | 7.5729 | 7.9673 | 8.371 | 8.784 | 9.2067 | 9.6395 | 10.0824 | 10.536 | 11.0004 | 11.4759 | 11.9631 | 12.462
| Morogoro | 0 | 0 | 0 | 0 | 0 | 2.0599 | 4.3137 | 5.2296 | 5.7601 | 6.2991 | 6.8467 | 7.4031 | 7.9686 | 8.5433 | 9.1274 | 9.7212 | 10.3249 | 10.9386 | 11.5628 | 12.1975 | 12.8431
| Iringa | 0 | 0 | 0 | 0 | 0 | 0.84523 | 1.7768 | 2.1065 | 2.2624 | 2.4213 | 2.5832 | 2.7482 | 2.9164 | 3.0879 | 3.2628 | 3.4412 | 3.6231 | 3.8087 | 3.998 | 4.1911 | 4.3882
| Mwanza | 0 | 0 | 0 | 0 | 0 | 1.9212 | 4.0191 | 4.9017 | 5.4345 | 5.9755 | 6.5249 | 7.0828 | 7.6495 | 8.225 | 8.8097 | 9.4037 | 10.0072 | 10.6205 | 11.2437 | 11.8771 | 12.5209
| Mbeya | 0 | 0 | 0 | 0 | 0 | 0.82454 | 1.7059 | 2.2151 | 2.6191 | 3.0279 | 3.4417 | 3.8607 | 4.2847 | 4.714 | 5.1487 | 5.5887 | 6.0343 | 6.4855 | 6.9423 | 7.405 | 7.8735
| Kigoma | 0 | 0 | 0 | 0 | 0 | 0.13667 | 0.28883 | 0.33159 | 0.34261 | 0.35399 | 0.36576 | 0.37791 | 0.39047 | 0.40344 | 0.41685 | 0.4307 | 0.44501 | 0.4598 | 0.47508 | 0.49087 | 0.50718
| Total Benefits | 0 | 0 | 0 | 0 | 0 | 9.497 | 19.8952 | 24.0692 | 26.45 | 28.8693 | 31.3278 | 33.8265 | 36.3662 | 38.9481 | 41.5729 | 44.2417 | 46.9556 | 49.7156 | 52.5228 | 55.3783 | 58.2833
| Net Benefits | 0 | -2.0255 | -4.5361 | -44.4634 | -42.7323 | -53.361 | 8.1488 | 16.609 | 19.2006 | 21.3807 | 23.5921 | 25.8355 | 28.1116 | 30.421 | 32.7644 | 35.1425 | 37.556 | 40.0057 | 42.4923 | 45.0167 | 47.5795
| Distribution extension projects | 2014: Substation upgrade projects
1 | Region | 2008: Identified new connections; 2009: Projected demand from identified customers: kW; 2010: Rated capacity of transformers: kW; 2011: Projected energy delivered: MWh; 2014: Region; 2015: Current demand in region: MW; 2016: Additional Capacity: MVA; 2017: Projected energy delivered: GWh; 2018: Additional Supply: GWh
| Tanga | 2008: 1044.1944; 2009: 490.0781; 2010: 5644; 2011: 3912.7962; 2014: Tanga; 2015: 21.5; 2016: 60; 2017: 17.8769; 2018: 245.718
| Dodoma | 2008: 3535.4934; 2009: 2006.6078; 2010: 11410; 2011: 16194.022; 2014: Dodoma; 2015: 11.4; 2016: 24.55; 2017: 9.4789; 2018: 100.5396
| Morogoro | 2008: 1963.0971; 2009: 1248.9496; 2010: 10650; 2011: 10538.0843; 2014: Morogoro; 2015: 27; 2016: 31.6; 2017: 22.4501; 2018: 129.4115
| Iringa | 2008: 995.0661; 2009: 536.1761; 2010: 6500; 2011: 4800.5053; 2014: Iringa; 2015: 6.5; 2016: 5; 2017: 5.4046; 2018: 20.4765
| Mwanza | 2008: 2147.9823; 2009: 1161.5915; 2010: 13500; 2011: 9425.1317; 2014: Mwanza; 2015: 28; 2016: 20; 2017: 23.2815; 2018: 81.906
| Mbeya | 2008: 676.1682; 2009: 352.4083; 2010: 3415; 2011: 2935.2686; 2014: Mbeya; 2015: 25; 2016: 15; 2017: 20.7871; 2018: 61.4295
| Total 6 regions | 2008: 10362.0015; 2009: 5795.8113; 2010: 51119; 2011: 47805.808; 2014: Total; 2015: 119.4; 2016: 156.15; 2017: 99.2792; 2018: 639.4811
| Kigoma | 2008: 432.2709; 2009: 109.6673; 2010: 1600; 2011: 836.8146
| Total 7 regions | 2008: 10794.2724; 2009: 5905.4786; 2010: 52719; 2011: 48642.6226
Notes
1 | MCA-T and Mott McDonald estimated number of identified new connections in 2013. However, the the final impact evaluation report estimated the actual number of connections as 10,794 in the fall of 2015, approximately 29.07% of the previous estimates. The estimates were scaled accordingly using the sensitivity analysis tab.

## Tanga
Tanzania: Distribution Systems Rehabilitation and Extension Activity | [6 empty] | Last updated: 9/25/2017
Tanga Benefit-Cost Analysis
Economic Returns
ERRs (economic internal rates of return)
| 20-year ERR: |  | 8.961%
Present Values (2013 USDm, 10% discount rate)
| Net benefits |  | -1.5052
| Investment costs |  | 17.4286
| Net local benefits |  | 15.9234
| All costs |  | 21.5371
| All benefits |  | 20.0319
| Benefit:cost ratio |  | 0.93011
| Costs | (Monetary values in constant 2013 $)
| Compact Year | 0 | 1 | 2 | 3 | 4 | 5 | 6 | 7 | 8 | 9 | 10 | 11 | 12 | 13 | 14 | 15 | 16 | 17 | 18 | 19 | 20
| Operating Year | -4 | -3 | -2 | -1 | 0 | 1 | 2 | 3 | 4 | 5 | 6 | 7 | 8 | 9 | 10 | 11 | 12 | 13 | 14 | 15 | 16
| Calendar Year | 2008 | 2009 | 2010 | 2011 | 2012 | 2013 | 2014 | 2015 | 2016 | 2017 | 2018 | 2019 | 2020 | 2021 | 2022 | 2023 | 2024 | 2025 | 2026 | 2027 | 2028
| Op Flag | 0 | 0 | 0 | 0 | 0 | 1 | 1 | 1 | 1 | 1 | 1 | 1 | 1 | 1 | 1 | 1 | 1 | 1 | 1 | 1 | 1
|  | Inflation index | 0.66195 | 0.73387 | 0.8136 | 0.902 | 1 | 1.098
T&D upgrade and extensions
| Capex phasing | (Monetary values in constant 2013 $) 0 -4 2008: 0%; (Monetary values in constant 2013 $) 1 -3 2009: 0.4%; (Monetary values in constant 2013 $) 2 -2 2010: 2.5%; (Monetary values in constant 2013 $) 3 -1 2011: 26.6%; (Monetary values in constant 2013 $) 4 0 2012: 27.7%; (Monetary values in constant 2013 $) 5 1 2013: 38.9%; (Monetary values in constant 2013 $) 6 2 2014: 3.9%
| Capex: Million USD | (Monetary values in constant 2013 $) 0 -4 2008: 0; (Monetary values in constant 2013 $) 1 -3 2009: 0.10295; (Monetary values in constant 2013 $) 2 -2 2010: 0.58037; (Monetary values in constant 2013 $) 3 -1 2011: 5.57; (Monetary values in constant 2013 $) 4 0 2012: 5.2319; (Monetary values in constant 2013 $) 5 1 2013: 6.6273; (Monetary values in constant 2013 $) 6 2 2014: 0.60513
| Opex: Million USD | 0 | 0 | 0 | 0 | 0 | 0 | 0 | 0 | 0 | 0 | 0 | 0 | 0 | 0 | 0 | 0 | 0 | 0 | 0 | 0 | 0
| Supervision: Million USD | (Monetary values in constant 2013 $) 0 -4 2008: 0; (Monetary values in constant 2013 $) 1 -3 2009: 0.0082695; (Monetary values in constant 2013 $) 2 -2 2010: 0.051684; (Monetary values in constant 2013 $) 3 -1 2011: 0.54992; (Monetary values in constant 2013 $) 4 0 2012: 0.57266; (Monetary values in constant 2013 $) 5 1 2013: 0.80421
| Technical assistance: Million USD | (Monetary values in constant 2013 $) 0 -4 2008: 0; (Monetary values in constant 2013 $) 1 -3 2009: 0.010167; (Monetary values in constant 2013 $) 2 -2 2010: 0.057317; (Monetary values in constant 2013 $) 3 -1 2011: 0.55009; (Monetary values in constant 2013 $) 4 0 2012: 0.5167; (Monetary values in constant 2013 $) 5 1 2013: 0.6545
| Feasibility & Design Studies: Million USD | (Monetary values in constant 2013 $) 0 -4 2008: 0; (Monetary values in constant 2013 $) 1 -3 2009: 0.24033; (Monetary values in constant 2013 $) 2 -2 2010: 0; (Monetary values in constant 2013 $) 3 -1 2011: 0; (Monetary values in constant 2013 $) 4 0 2012: 0; (Monetary values in constant 2013 $) 5 1 2013: 0
Connection costs: USD per customer
| Commercial - T2 | 655.425 | 655.425 | 655.425 | 655.425 | 655.425 | 655.425 | 655.425 | 655.425 | 655.425 | 655.425 | 655.425 | 655.425 | 655.425 | 655.425 | 655.425 | 655.425 | 655.425 | 655.425 | 655.425 | 655.425 | 655.425
| Domestic Urban - T1 | 296.7 | 296.7 | 296.7 | 296.7 | 296.7 | 296.7 | 296.7 | 296.7 | 296.7 | 296.7 | 296.7 | 296.7 | 296.7 | 296.7 | 296.7 | 296.7 | 296.7 | 296.7 | 296.7 | 296.7 | 296.7
| Domestic Rural - T1 | 407.25 | 407.25 | 407.25 | 407.25 | 407.25 | 407.25 | 407.25 | 407.25 | 407.25 | 407.25 | 407.25 | 407.25 | 407.25 | 407.25 | 407.25 | 407.25 | 407.25 | 407.25 | 407.25 | 407.25 | 407.25
| Undifferentiated (for sub-station upgrades) | 400 | 400 | 400 | 400 | 400 | 400 | 400 | 400 | 400 | 400 | 400 | 400 | 400 | 400 | 400 | 400 | 400 | 400 | 400 | 400 | 400
Connection costs by customer category: Thousand USD
| Commercial - T2 | 0 | 0 | 0 | 0 | 0 | 23.0116 | 25.1401 | 6.5807 | 1.2588 | 1.2878 | 1.3174 | 1.3477 | 1.3787 | 1.4104 | 1.4429 | 1.4761 | 1.51 | 1.5447 | 1.5803 | 1.6166 | 1.6538
| Domestic Urban - T1 | 0 | 0 | 0 | 0 | 0 | 66.7753 | 72.952 | 19.0961 | 3.6529 | 3.737 | 3.8229 | 3.9108 | 4.0008 | 4.0928 | 4.1869 | 4.2832 | 4.3817 | 4.4825 | 4.5856 | 4.6911 | 4.799
| Domestic Rural - T1 | 0 | 0 | 0 | 0 | 0 | 85.4587 | 93.3637 | 24.4391 | 4.675 | 4.7825 | 4.8925 | 5.0051 | 5.1202 | 5.2379 | 5.3584 | 5.4817 | 5.6077 | 5.7367 | 5.8687 | 6.0036 | 6.1417
| Undifferentiated (for sub-station upgrades) | 0 | 0 | 0 | 0 | 0 | 472.8524 | 10.8756 | 11.1257 | 11.3816 | 11.6434 | 11.9112 | 12.1852 | 12.4654 | 12.7521 | 13.0454 | 13.3455 | 13.6524 | 13.9664 | 14.2877 | 14.6163 | 14.9524
| Total connection costs: Million USD | 0 | 0 | 0 | 0 | 0 | 0.6481 | 0.20233 | 0.061242 | 0.020968 | 0.021451 | 0.021944 | 0.022449 | 0.022965 | 0.023493 | 0.024034 | 0.024586 | 0.025152 | 0.02573 | 0.026322 | 0.026928 | 0.027547
Energy costs
| Unit energy cost: USD/kWh | 0.21552 | 0.21552 | 0.21552 | 0.21552 | 0.21552 | 0.21552 | 0.21552 | 0.21552 | 0.21552 | 0.21552 | 0.21552 | 0.21552 | 0.21552 | 0.21552 | 0.21552 | 0.21552 | 0.21552 | 0.21552 | 0.21552 | 0.21552 | 0.21552
Trans. losses before bulk supply point: % | bar: (Monetary values in constant 2013 $) 0 -4 2008 to (Monetary values in constant 2013 $) 20 16 2028
T&D losses on networks: % | bar: (Monetary values in constant 2013 $) 0 -4 2008 to (Monetary values in constant 2013 $) 20 16 2028
| Total energy cost: Million USD | 0 | 0 | 0 | 0 | 0 | 0.22723 | 0.48024 | 0.55133 | 0.56965 | 0.58858 | 0.60814 | 0.62835 | 0.64923 | 0.6708 | 0.6931 | 0.71613 | 0.73992 | 0.76451 | 0.78992 | 0.81616 | 0.84329
Social and Environmental Costs: Million USD
| Environmental studies | (Monetary values in constant 2013 $) 0 -4 2008: 0; (Monetary values in constant 2013 $) 1 -3 2009: 0.051842; (Monetary values in constant 2013 $) 2 -2 2010: 0; (Monetary values in constant 2013 $) 3 -1 2011: 0; (Monetary values in constant 2013 $) 4 0 2012: 0; (Monetary values in constant 2013 $) 5 1 2013: 0
| Resettlement | (Monetary values in constant 2013 $) 0 -4 2008: 0; (Monetary values in constant 2013 $) 1 -3 2009: 0.010384; (Monetary values in constant 2013 $) 2 -2 2010: 0.058537; (Monetary values in constant 2013 $) 3 -1 2011: 0.5618; (Monetary values in constant 2013 $) 4 0 2012: 0.5277; (Monetary values in constant 2013 $) 5 1 2013: 0.66844
| Total S&E costs: | (Monetary values in constant 2013 $) 0 -4 2008: 0; (Monetary values in constant 2013 $) 1 -3 2009: 0.062226; (Monetary values in constant 2013 $) 2 -2 2010: 0.058537; (Monetary values in constant 2013 $) 3 -1 2011: 0.5618; (Monetary values in constant 2013 $) 4 0 2012: 0.5277; (Monetary values in constant 2013 $) 5 1 2013: 0.66844
| Program and administration costs: Million USD | (Monetary values in constant 2013 $) 0 -4 2008: 0; (Monetary values in constant 2013 $) 1 -3 2009: 0.0049974; (Monetary values in constant 2013 $) 2 -2 2010: 0.028173; (Monetary values in constant 2013 $) 3 -1 2011: 0.27039; (Monetary values in constant 2013 $) 4 0 2012: 0.25397; (Monetary values in constant 2013 $) 5 1 2013: 0.32171
| Monitoring and evaluation costs: Million USD | (Monetary values in constant 2013 $) 0 -4 2008: 0; (Monetary values in constant 2013 $) 1 -3 2009: 0.0022647; (Monetary values in constant 2013 $) 2 -2 2010: 0.012767; (Monetary values in constant 2013 $) 3 -1 2011: 0.12253; (Monetary values in constant 2013 $) 4 0 2012: 0.11509; (Monetary values in constant 2013 $) 5 1 2013: 0.14579
| Total Costs: Million USD | 0 | 0.43121 | 0.78885 | 7.6247 | 7.218 | 10.0973 | 1.2877 | 0.61257 | 0.59062 | 0.61003 | 0.63009 | 0.6508 | 0.6722 | 0.6943 | 0.71713 | 0.74071 | 0.76508 | 0.79024 | 0.81624 | 0.84309 | 0.87083
| Investment costs | (Monetary values in constant 2013 $) 0 -4 2008: 0; (Monetary values in constant 2013 $) 1 -3 2009: 0.43121; (Monetary values in constant 2013 $) 2 -2 2010: 0.78885; (Monetary values in constant 2013 $) 3 -1 2011: 7.6247; (Monetary values in constant 2013 $) 4 0 2012: 7.218; (Monetary values in constant 2013 $) 5 1 2013: 9.222
| Network Extensions | (Monetary values in constant 2013 $) 0 -4 2008: New Customers in First 3 Yrs; (Monetary values in constant 2013 $) 3 -1 2011: Base Consumption per User: kWh/yr (before scaling); (Monetary values in constant 2013 $) 6 2 2014: Growth in customer no. %/yr; (Monetary values in constant 2013 $) 9 5 2017: Growth in unit consumption %/yr; (Monetary values in constant 2013 $) 12 8 2020: Base energy demand: MWh/yr |  |  |  | Include/ exclude
|  | Commercial | Domestic Urban | Domestic Rural | Commercial | Domestic Urban | Domestic Rural | Commercial | Domestic Urban | Domestic Rural | Commercial | Domestic Urban | Domestic Rural | Commercial | Domestic Urban | Domestic Rural | Implied new load: kW | Average load factor: % | Capacity check | Max.demand: Mvar | Power factor | Max kW | Extension capex (US$m) | Substation capex (US$m) | Total capex (US$) | Extensions | Upgrades
|  | 78 | 500 | 466.1944 | 15000 | 1968 | 1764 | 2.3% | 2.3% | 2.3% | 1% | 1% | 1% | 1170 | 738 | 411.1835 | 490.0781 | 54.02% |  | 5644 | 1 | 5644 | 5.9013 | 11.1355 | 17.0368 | 1 | 1
|  | Total | 1044.1944 | 1044.1944 | [9 empty] | 65% | 50% | 30% | 0.46934 |  |  |  |  | 11.5165
[15 empty] | Av. Cust cons: | 2221.0265
[6 empty] | % of initial target customers connected | 44% | 90% | 100% | 100% | 100% | 100% | 100% | 100% | 100% | 100% | 100% | 100% | 100% | 100% | 100% | 100%
|  | 2008 | 2009 | 2010 | 2011 | 2012 | 2013 | 2014 | 2015 | 2016 | 2017 | 2018 | 2019 | 2020 | 2021 | 2022 | 2023 | 2024 | 2025 | 2026 | 2027 | 2028
Customer numbers
| Commercial - T2 | 0 | 0 | 0 | 0 | 0 | 35.1094 | 73.4663 | 83.5067 | 85.4274 | 87.3922 | 89.4022 | 91.4585 | 93.562 | 95.714 | 97.9154 | 100.1674 | 102.4713 | 104.8281 | 107.2392 | 109.7057 | 112.2289
| Domestic Urban - T1 | 0 | 0 | 0 | 0 | 0 | 225.06 | 470.938 | 535.2996 | 547.6115 | 560.2065 | 573.0913 | 586.2724 | 599.7567 | 613.5511 | 627.6627 | 642.099 | 656.8672 | 671.9752 | 687.4306 | 703.2415 | 719.4161
| Domestic Rural - T1 | 0 | 0 | 0 | 0 | 0 | 209.8434 | 439.0974 | 499.1073 | 510.5868 | 522.3303 | 534.3439 | 546.6338 | 559.2064 | 572.0681 | 585.2257 | 598.6859 | 612.4557 | 626.5421 | 640.9526 | 655.6945 | 670.7755
| Total served by extension lines | [5 empty] | 470.0128 | 983.5017 | 1117.9137 | 1143.6257 | 1169.9291 | 1196.8374 | 1224.3647 | 1252.5251 | 1281.3332 | 1310.8038 | 1340.9523 | 1371.7942 | 1403.3455 | 1435.6224 | 1468.6417 | 1502.4205
| New customers served by substation upgrades | [5 empty] | 1182.131 | 1209.32 | 1237.1344 | 1265.5885 | 1294.697 | 1324.475 | 1354.938 | 1386.1015 | 1417.9819 | 1450.5954 | 1483.9591 | 1518.0902 | 1553.0063 | 1588.7254 | 1625.2661 | 1662.6472
Units consumption: kWh/yr
| Commercial - T2 | 0 | 0 | 0 | 0 | 0 | 15150 | 15301.5 | 15454.515 | 15609.0602 | 15765.1508 | 15922.8023 | 16082.0303 | 16242.8506 | 16405.2791 | 16569.3319 | 16735.0252 | 16902.3755 | 17071.3992 | 17242.1132 | 17414.5343 | 17588.6797
| Domestic Urban - T1 | 0 | 0 | 0 | 0 | 0 | 1490.76 | 1505.6676 | 1520.7243 | 1535.9315 | 1551.2908 | 1566.8037 | 1582.4718 | 1598.2965 | 1614.2795 | 1630.4223 | 1646.7265 | 1663.1937 | 1679.8257 | 1696.6239 | 1713.5902 | 1730.7261
| Domestic Rural - T1 | 0 | 0 | 0 | 0 | 0 | 890.82 | 899.7282 | 908.7255 | 917.8127 | 926.9909 | 936.2608 | 945.6234 | 955.0796 | 964.6304 | 974.2767 | 984.0195 | 993.8597 | 1003.7983 | 1013.8363 | 1023.9746 | 1034.2144
124.23
Energy consumption: MWh/yr
| Commercial - T2 | 0 | 0 | 0 | 0 | 0 | 531.9068 | 1124.1451 | 1290.5561 | 1333.4413 | 1377.7515 | 1423.5342 | 1470.8382 | 1519.7142 | 1570.2143 | 1622.3925 | 1676.3046 | 1732.0082 | 1789.5629 | 1849.03 | 1910.4733 | 1973.9583
| Domestic Urban - T1 | 0 | 0 | 0 | 0 | 0 | 335.5104 | 709.0762 | 814.0431 | 841.0937 | 869.0433 | 897.9216 | 927.7595 | 958.589 | 990.4429 | 1023.3553 | 1057.3614 | 1092.4975 | 1128.8012 | 1166.3113 | 1205.0678 | 1245.1122
| Domestic Rural - T1 | 0 | 0 | 0 | 0 | 0 | 186.9327 | 395.0683 | 453.5516 | 468.6231 | 484.1954 | 500.2852 | 516.9097 | 534.0866 | 551.8343 | 570.1718 | 589.1186 | 608.695 | 628.9219 | 649.821 | 671.4146 | 693.7257
| Total energy demand: MWh/yr | 0 | 0 | 0 | 0 | 0 | 1054.35 | 2228.2896 | 2558.1507 | 2643.1581 | 2730.9902 | 2821.741 | 2915.5075 | 3012.3898 | 3112.4915 | 3215.9196 | 3322.7846 | 3433.2007 | 3547.286 | 3665.1623 | 3786.9556 | 3912.7962
| Peak load: kW |  |  |  | 0 | 0 | 222.7999 | 470.8708 | 540.5754 | 558.5388 | 577.099 | 596.276 | 616.0902 | 636.5629 | 657.7159 | 679.5718 | 702.154 | 725.4866 | 749.5945 | 774.5035 | 800.2403 | 826.8322
| Adjusted energy: MWh/yr |  |  |  | 0 | 0 | 1054.35 | 2228.2896 | 2558.1507 | 2643.1581 | 2730.9902 | 2821.741 | 2915.5075 | 3012.3898 | 3112.4915 | 3215.9196 | 3322.7846 | 3433.2007 | 3547.286 | 3665.1623 | 3786.9556 | 3912.7962
| Capacity limit binding |  |  |  |  | 0 | 0 | 0 | 0 | 0 | 0 | 0 | 0 | 0 | 0 | 0 | 0 | 0 | 0 | 0 | 0 | 0
| Commercial - T2 |  |  |  | 0 | 0 | 531.9068 | 1124.1451 | 1290.5561 | 1333.4413 | 1377.7515 | 1423.5342 | 1470.8382 | 1519.7142 | 1570.2143 | 1622.3925 | 1676.3046 | 1732.0082 | 1789.5629 | 1849.03 | 1910.4733 | 1973.9583
| Domestic Urban - T1 |  |  |  | 0 | 0 | 335.5104 | 709.0762 | 814.0431 | 841.0937 | 869.0433 | 897.9216 | 927.7595 | 958.589 | 990.4429 | 1023.3553 | 1057.3614 | 1092.4975 | 1128.8012 | 1166.3113 | 1205.0678 | 1245.1122
| Domestic Rural - T1 |  |  |  | 0 | 0 | 186.9327 | 395.0683 | 453.5516 | 468.6231 | 484.1954 | 500.2852 | 516.9097 | 534.0866 | 551.8343 | 570.1718 | 589.1186 | 608.695 | 628.9219 | 649.821 | 671.4146 | 693.7257
| Total energy supplied to extensions: GWh | 0 | 0 | 0 | 0 | 0 | 1.0543 | 2.2283 | 2.5582 | 2.6432 | 2.731 | 2.8217 | 2.9155 | 3.0124 | 3.1125 | 3.2159 | 3.3228 | 3.4332 | 3.5473 | 3.6652 | 3.787 | 3.9128
|  | 0 | 0 | 0 | Capacity binding
Substation Upgrades
|  | 2008 | 2009 | 2010 | 2011 | 2012 | 2013 | 2014 | 2015 | 2016 | 2017 | 2018 | 2019 | 2020 | 2021 | 2022 | 2023 | 2024 | 2025 | 2026 | 2027 | 2028
| Additional capacity in MVA | 60 | 0 | 0 | 0 | 0 | 60 | 60 | 60 | 60 | 60 | 60 | 60 | 60 | 60 | 60 | 60 | 60 | 60 | 60 | 60 | 60
1 | Potential extra energy: GWh | 245.718 | 245.718 | 245.718 | 245.718 | 245.718 | 245.718 | 245.718 | 245.718 | 245.718 | 245.718 | 245.718 | 245.718 | 245.718 | 245.718 | 245.718 | 245.718 | 245.718 | 245.718 | 245.718 | 245.718 | 245.718
2 | Base demand in regions in MW | 21.5 | 0 | 0 | 0 | 0 | 21.5 | 21.5 | 21.5 | 21.5 | 21.5 | 21.5 | 21.5 | 21.5 | 21.5 | 21.5 | 21.5 | 21.5 | 21.5 | 21.5 | 21.5 | 21.5
3 | Potential energy supply: GWh | 2008: 349.305
| Customer numbers |  |  |  |  | 51397 | 52579.131 | 53788.451 | 55025.5854 | 56291.1739 | 57585.8708 | 58910.3459 | 60265.2838 | 61651.3854 | 63069.3672 | 64519.9627 | 66003.9218 | 67522.012 | 69075.0183 | 70663.7437 | 72289.0098 | 73951.657
4 | Energy demand: GWh (grows at X%pa) | 103.587 | 103.587 | 103.587 | 103.587 | 103.587 | 104.6229 | 105.6691 | 106.7258 | 107.793 | 108.871 | 109.9597 | 111.0593 | 112.1699 | 113.2916 | 114.4245 | 115.5687 | 116.7244 | 117.8917 | 119.0706 | 120.2613 | 121.4639
| Increase in demand: GWh | 0 | 0 | 0 | 0 | 0 | 1.0359 | 2.0821 | 3.1388 | 4.206 | 5.284 | 6.3727 | 7.4723 | 8.5829 | 9.7046 | 10.8375 | 11.9817 | 13.1374 | 14.3047 | 15.4836 | 16.6743 | 17.8769
5 | Energy Served by New Substations: GWh | 0 | 0 | 0 | 0 | 0 | 1.0359 | 2.0821 | 3.1388 | 4.206 | 5.284 | 6.3727 | 7.4723 | 8.5829 | 9.7046 | 10.8375 | 11.9817 | 13.1374 | 14.3047 | 15.4836 | 16.6743 | 17.8769
| Technical losses averted (GWh) | 0 | 0 | 0 | 0 | 0 | 0.01243 | 0.024985 | 0.037665 | 0.050473 | 0.063408 | 0.076472 | 0.089667 | 0.10299 | 0.11645 | 0.13005 | 0.14378 | 0.15765 | 0.17166 | 0.1858 | 0.20009 | 0.21452
| Energy Served by Extensions: GWh | 0 | 0 | 0 | 0 | 0 | 1.0543 | 2.2283 | 2.5582 | 2.6432 | 2.731 | 2.8217 | 2.9155 | 3.0124 | 3.1125 | 3.2159 | 3.3228 | 3.4332 | 3.5473 | 3.6652 | 3.787 | 3.9128
| Total energy served by T&D projects: GWh | 0 | 0 | 0 | 0 | 0 | 2.0902 | 4.3104 | 5.6969 | 6.8492 | 8.015 | 9.1944 | 10.3878 | 11.5953 | 12.8171 | 14.0534 | 15.3045 | 16.5706 | 17.852 | 19.1487 | 20.4612 | 21.7897
Benefits
|  | 2008 | 2009 | 2010 | 2011 | 2012 | 2013 | 2014 | 2015 | 2016 | 2017 | 2018 | 2019 | 2020 | 2021 | 2022 | 2023 | 2024 | 2025 | 2026 | 2027 | 2028
Willingness to pay on EXTENSIONS
WTP (USD/kWh)
| Commercial - T2 | 0.57 | 0.57 | 0.57 | 0.57 | 0.57 | 0.57 | 0.57 | 0.57 | 0.57 | 0.57 | 0.57 | 0.57 | 0.57 | 0.57 | 0.57 | 0.57 | 0.57 | 0.57 | 0.57 | 0.57 | 0.57
| Domestic Urban - T1 | 0.597 | 0.597 | 0.597 | 0.597 | 0.597 | 0.597 | 0.597 | 0.597 | 0.597 | 0.597 | 0.597 | 0.597 | 0.597 | 0.597 | 0.597 | 0.597 | 0.597 | 0.597 | 0.597 | 0.597 | 0.597
| Domestic Rural - T1/D1 | 0.696 | 0.696 | 0.696 | 0.696 | 0.696 | 0.696 | 0.696 | 0.696 | 0.696 | 0.696 | 0.696 | 0.696 | 0.696 | 0.696 | 0.696 | 0.696 | 0.696 | 0.696 | 0.696 | 0.696 | 0.696
WTP (Thousand USD)
| Commercial - T2 | 0 | 0 | 0 | 0 | 0 | 303.1869 | 640.7627 | 735.617 | 760.0615 | 785.3184 | 811.4145 | 838.3778 | 866.2371 | 895.0222 | 924.7637 | 955.4936 | 987.2447 | 1020.0508 | 1053.9471 | 1088.9698 | 1125.1563
| Domestic Urban - T1 | 0 | 0 | 0 | 0 | 0 | 200.2997 | 423.3185 | 485.9837 | 502.133 | 518.8188 | 536.0592 | 553.8724 | 572.2776 | 591.2944 | 610.9431 | 631.2447 | 652.221 | 673.8943 | 696.2878 | 719.4255 | 743.332
| Domestic Rural - T1 | 0 | 0 | 0 | 0 | 0 | 130.1052 | 274.9675 | 315.6719 | 326.1617 | 337 | 348.1985 | 359.7692 | 371.7243 | 384.0767 | 396.8396 | 410.0265 | 423.6517 | 437.7297 | 452.2754 | 467.3045 | 482.8331
| Total WTP extensions (Million USD) | 0 | 0 | 0 | 0 | 0 | 0.63359 | 1.339 | 1.5373 | 1.5884 | 1.6411 | 1.6957 | 1.752 | 1.8102 | 1.8704 | 1.9325 | 1.9968 | 2.0631 | 2.1317 | 2.2025 | 2.2757 | 2.3513
WTP on substation upgrades
| WTP (Million USD) | 0 | 0 | 0 | 0 | 0 | 0.30558 | 0.61422 | 0.92594 | 1.2408 | 1.5588 | 1.8799 | 2.2043 | 2.5319 | 2.8629 | 3.1971 | 3.5346 | 3.8755 | 4.2199 | 4.5677 | 4.9189 | 5.2737
| Total WTP (Million USD) | 0 | 0 | 0 | 0 | 0 | 0.93917 | 1.9533 | 2.4632 | 2.8291 | 3.1999 | 3.5756 | 3.9563 | 4.3422 | 4.7332 | 5.1296 | 5.5314 | 5.9387 | 6.3516 | 6.7702 | 7.1946 | 7.625
Reduced technical losses
| Total value of reduced losses (Million USD) | 0 | 0 | 0 | 0 | 0 | 0.003667 | 0.0073706 | 0.011111 | 0.014889 | 0.018705 | 0.022559 | 0.026452 | 0.030383 | 0.034354 | 0.038365 | 0.042415 | 0.046506 | 0.050639 | 0.054812 | 0.059027 | 0.063284
| Total benefits (Million USD)………………………………………. | 0 | 0 | 0 | 0 | 0 | 0.94284 | 1.9606 | 2.4743 | 2.844 | 3.2186 | 3.5982 | 3.9828 | 4.3726 | 4.7676 | 5.168 | 5.5738 | 5.9852 | 6.4022 | 6.825 | 7.2536 | 7.6883
| Net Benefits (Million USD)………………………………………………….. | 0 | -0.43121 | -0.78885 | -7.6247 | -7.218 | -9.1544 | 0.67293 | 1.8618 | 2.2534 | 2.6086 | 2.9681 | 3.332 | 3.7004 | 4.0733 | 4.4508 | 4.8331 | 5.2201 | 5.6119 | 6.0087 | 6.4106 | 6.8175
Notes
1 | MVA capacity *power factor*load factor*hours*inc;/excl switch
2 | Mott McDonald engineering estimates. Assumes demand growth constrained until upgrades come on line.
3 | Existing demand plus extra energy enabled by substation upgrade
4 | Energy demand capped at capacity set by existing demand plus additional capacity provided by substation upgrade.
5 | Corrected for losses.

## Dodoma
Tanzania: Distribution Systems Rehabilitation and Extension Activity | [6 empty] | Last updated: 9/25/2017
Dodoma Benefit-Cost Analysis
Economic Returns
ERRs (economic internal rates of return)
| 20-year ERR: |  | 11.8%
Present Values (2013 USDm, 10% discount rate)
| Net benefits |  | 3.4291
| Investment costs |  | 23.7411
| Net local benefits |  | 27.1701
| All costs |  | 38.4044
| All benefits |  | 41.8334
| Benefit:cost ratio |  | 1.0893
| Costs | (Monetary values in constant 2013 $)
| Compact Year | 0 | 1 | 2 | 3 | 4 | 5 | 6 | 7 | 8 | 9 | 10 | 11 | 12 | 13 | 14 | 15 | 16 | 17 | 18 | 19 | 20
| Benefit year | -4 | -3 | -2 | -1 | 0 | 1 | 2 | 3 | 4 | 5 | 6 | 7 | 8 | 9 | 10 | 11 | 12 | 13 | 14 | 15 | 16
|  | 2008 | 2009 | 2010 | 2011 | 2012 | 2013 | 2014 | 2015 | 2016 | 2017 | 2018 | 2019 | 2020 | 2021 | 2022 | 2023 | 2024 | 2025 | 2026 | 2027 | 2028
| Op Flag | 0 | 0 | 0 | 0 | 0 | 1 | 1 | 1 | 1 | 1 | 1 | 1 | 1 | 1 | 1 | 1 | 1 | 1 | 1 | 1 | 1
|  | Inflation index | 0.66195 | 0.73387 | 0.8136 | 0.902 | 1 | 1.098
T&D upgrade and extensions
| Capex phasing | (Monetary values in constant 2013 $) 0 -4 2008: 0%; (Monetary values in constant 2013 $) 1 -3 2009: 0.4%; (Monetary values in constant 2013 $) 2 -2 2010: 2.5%; (Monetary values in constant 2013 $) 3 -1 2011: 26.6%; (Monetary values in constant 2013 $) 4 0 2012: 27.7%; (Monetary values in constant 2013 $) 5 1 2013: 38.9%; (Monetary values in constant 2013 $) 6 2 2014: 3.9%
| Capex: Million USD | (Monetary values in constant 2013 $) 0 -4 2008: 0; (Monetary values in constant 2013 $) 1 -3 2009: 0.14385; (Monetary values in constant 2013 $) 2 -2 2010: 0.81097; (Monetary values in constant 2013 $) 3 -1 2011: 7.7831; (Monetary values in constant 2013 $) 4 0 2012: 7.3106; (Monetary values in constant 2013 $) 5 1 2013: 9.2604; (Monetary values in constant 2013 $) 6 2 2014: 0.84556
| Opex: Million USD | 0 | 0 | 0 | 0 | 0 | 0 | 0 | 0 | 0 | 0 | 0 | 0 | 0 | 0 | 0 | 0 | 0 | 0 | 0 | 0 | 0
| Supervision: Million USD | (Monetary values in constant 2013 $) 0 -4 2008: 0; (Monetary values in constant 2013 $) 1 -3 2009: 0.011555; (Monetary values in constant 2013 $) 2 -2 2010: 0.072219; (Monetary values in constant 2013 $) 3 -1 2011: 0.76841; (Monetary values in constant 2013 $) 4 0 2012: 0.80019; (Monetary values in constant 2013 $) 5 1 2013: 1.1237
| Technical assistance: Million USD | (Monetary values in constant 2013 $) 0 -4 2008: 0; (Monetary values in constant 2013 $) 1 -3 2009: 0.0094041; (Monetary values in constant 2013 $) 2 -2 2010: 0.058776; (Monetary values in constant 2013 $) 3 -1 2011: 0.62537; (Monetary values in constant 2013 $) 4 0 2012: 0.65123; (Monetary values in constant 2013 $) 5 1 2013: 0.91455
| Feasibility & Design Studies: Million USD | (Monetary values in constant 2013 $) 0 -4 2008: 0; (Monetary values in constant 2013 $) 1 -3 2009: 0.2223; (Monetary values in constant 2013 $) 2 -2 2010: 0; (Monetary values in constant 2013 $) 3 -1 2011: 0; (Monetary values in constant 2013 $) 4 0 2012: 0; (Monetary values in constant 2013 $) 5 1 2013: 0
Connection costs: USD per customer
| Commercial - T2 | 655.425 | 655.425 | 655.425 | 655.425 | 655.425 | 655.425 | 655.425 | 655.425 | 655.425 | 655.425 | 655.425 | 655.425 | 655.425 | 655.425 | 655.425 | 655.425 | 655.425 | 655.425 | 655.425 | 655.425 | 655.425
| Domestic Urban - T1 | 296.7 | 296.7 | 296.7 | 296.7 | 296.7 | 296.7 | 296.7 | 296.7 | 296.7 | 296.7 | 296.7 | 296.7 | 296.7 | 296.7 | 296.7 | 296.7 | 296.7 | 296.7 | 296.7 | 296.7 | 296.7
| Domestic Rural - T1 | 407.25 | 407.25 | 407.25 | 407.25 | 407.25 | 407.25 | 407.25 | 407.25 | 407.25 | 407.25 | 407.25 | 407.25 | 407.25 | 407.25 | 407.25 | 407.25 | 407.25 | 407.25 | 407.25 | 407.25 | 407.25
| Undifferentiated (for SS) | 400 | 400 | 400 | 400 | 400 | 400 | 400 | 400 | 400 | 400 | 400 | 400 | 400 | 400 | 400 | 400 | 400 | 400 | 400 | 400 | 400
Connection costs by customer category: Thousand USD
| Commercial - T2 | 0 | 0 | 0 | 0 | 0 | 90.5711 | 98.9489 | 25.9011 | 4.9547 | 5.0686 | 5.1852 | 5.3045 | 5.4265 | 5.5513 | 5.679 | 5.8096 | 5.9432 | 6.0799 | 6.2197 | 6.3628 | 6.5091
| Domestic Urban - T1 | 0 | 0 | 0 | 0 | 0 | 166.9383 | 182.38 | 47.7402 | 9.1323 | 9.3424 | 9.5573 | 9.7771 | 10.002 | 10.232 | 10.4673 | 10.7081 | 10.9544 | 11.2063 | 11.4641 | 11.7277 | 11.9975
| Domestic Rural - T1 | 0 | 0 | 0 | 0 | 0 | 362.6803 | 396.2283 | 103.7175 | 19.8404 | 20.2967 | 20.7636 | 21.2411 | 21.7297 | 22.2294 | 22.7407 | 23.2638 | 23.7988 | 24.3462 | 24.9062 | 25.479 | 26.065
| Undifferentiated (for SS) | 0 | 0 | 0 | 0 | 0 | 296.9392 | 6.8296 | 6.9867 | 7.1474 | 7.3118 | 7.4799 | 7.652 | 7.828 | 8.008 | 8.1922 | 8.3806 | 8.5734 | 8.7706 | 8.9723 | 9.1786 | 9.3898
| Total connection costs: Million USD | 0 | 0 | 0 | 0 | 0 | 0.91713 | 0.68439 | 0.18435 | 0.041075 | 0.04202 | 0.042986 | 0.043975 | 0.044986 | 0.046021 | 0.047079 | 0.048162 | 0.04927 | 0.050403 | 0.051562 | 0.052748 | 0.053961
Energy costs
| Unit energy cost: USD/kWh | 0.21552 | 0.21552 | 0.21552 | 0.21552 | 0.21552 | 0.21552 | 0.21552 | 0.21552 | 0.21552 | 0.21552 | 0.21552 | 0.21552 | 0.21552 | 0.21552 | 0.21552 | 0.21552 | 0.21552 | 0.21552 | 0.21552 | 0.21552 | 0.21552
Trans. losses before bulk supply point: % | bar: (Monetary values in constant 2013 $) 0 -4 2008 to (Monetary values in constant 2013 $) 20 16 2028
T&D losses on networks: % | bar: (Monetary values in constant 2013 $) 0 -4 2008 to (Monetary values in constant 2013 $) 20 16 2028
| Total energy cost: Million USD | 0 | 0 | 0 | 0 | 0 | 0.94046 | 1.9876 | 2.2818 | 2.3576 | 2.436 | 2.5169 | 2.6006 | 2.687 | 2.7763 | 2.8685 | 2.9639 | 3.0623 | 3.1641 | 3.2693 | 3.3779 | 3.4901
Social and Environmental Costs: Million USD
| Environmental studies | (Monetary values in constant 2013 $) 0 -4 2008: 0; (Monetary values in constant 2013 $) 1 -3 2009: 0.047952; (Monetary values in constant 2013 $) 2 -2 2010: 0; (Monetary values in constant 2013 $) 3 -1 2011: 0; (Monetary values in constant 2013 $) 4 0 2012: 0; (Monetary values in constant 2013 $) 5 1 2013: 0
| Resettlement | (Monetary values in constant 2013 $) 0 -4 2008: 0; (Monetary values in constant 2013 $) 1 -3 2009: 0.0096043; (Monetary values in constant 2013 $) 2 -2 2010: 0.060027; (Monetary values in constant 2013 $) 3 -1 2011: 0.63868; (Monetary values in constant 2013 $) 4 0 2012: 0.6651; (Monetary values in constant 2013 $) 5 1 2013: 0.93402
| Total S&E costs: | (Monetary values in constant 2013 $) 0 -4 2008: 0; (Monetary values in constant 2013 $) 1 -3 2009: 0.057556; (Monetary values in constant 2013 $) 2 -2 2010: 0.060027; (Monetary values in constant 2013 $) 3 -1 2011: 0.63868; (Monetary values in constant 2013 $) 4 0 2012: 0.6651; (Monetary values in constant 2013 $) 5 1 2013: 0.93402
| Program and administration costs: Million USD | (Monetary values in constant 2013 $) 0 -4 2008: 0; (Monetary values in constant 2013 $) 1 -3 2009: 0.0046224; (Monetary values in constant 2013 $) 2 -2 2010: 0.02889; (Monetary values in constant 2013 $) 3 -1 2011: 0.30739; (Monetary values in constant 2013 $) 4 0 2012: 0.3201; (Monetary values in constant 2013 $) 5 1 2013: 0.44953
| Monitoring and evaluation costs: Million USD | (Monetary values in constant 2013 $) 0 -4 2008: 0; (Monetary values in constant 2013 $) 1 -3 2009: 0.0020947; (Monetary values in constant 2013 $) 2 -2 2010: 0.013092; (Monetary values in constant 2013 $) 3 -1 2011: 0.1393; (Monetary values in constant 2013 $) 4 0 2012: 0.14506; (Monetary values in constant 2013 $) 5 1 2013: 0.20371
| Total Costs: Million USD | 0 | 0.45138 | 1.044 | 10.2622 | 9.8923 | 14.7436 | 3.5175 | 2.4662 | 2.3987 | 2.478 | 2.5599 | 2.6445 | 2.732 | 2.8223 | 2.9156 | 3.012 | 3.1116 | 3.2145 | 3.3208 | 3.4306 | 3.5441
| Investment costs | (Monetary values in constant 2013 $) 0 -4 2008: 0; (Monetary values in constant 2013 $) 1 -3 2009: 0.45138; (Monetary values in constant 2013 $) 2 -2 2010: 1.044; (Monetary values in constant 2013 $) 3 -1 2011: 10.2622; (Monetary values in constant 2013 $) 4 0 2012: 9.8923; (Monetary values in constant 2013 $) 5 1 2013: 12.886
| Network Extensions | (Monetary values in constant 2013 $) 0 -4 2008: New Customers in First 3 Yrs; (Monetary values in constant 2013 $) 3 -1 2011: Base Consumption per User: kWh/yr (before scaling); (Monetary values in constant 2013 $) 6 2 2014: Growth in customer no. %/yr; (Monetary values in constant 2013 $) 9 5 2017: Growth in unit consumption %/yr; (Monetary values in constant 2013 $) 12 8 2020: Base energy demand: MWh/yr |  |  |  | Include/ exclude
|  | Commercial | Domestic Urban | Domestic Rural | Commercial | Domestic Urban | Domestic Rural | Commercial | Domestic Urban | Domestic Rural | Commercial | Domestic Urban | Domestic Rural | Commercial | Domestic Urban | Domestic Rural | Implied new load: kW | Average load factor: % | Capacity check | Max.demand: Mvar | Power factor | Max kW | Extension capex (US$m) | Substation capex (US$m) | Total capex (US$) | Extensions | Upgrades
|  | 307 | 1250 | 1978.4934 | 15000 | 4000 | 1257 | 2.3% | 2.3% | 2.3% | 1% | 1% | 1% | 4605 | 3750 | 1243.4831 | 2006.6078 | 54.61% |  | 11410 | 1 | 11410 | 19.2705 | 4.5353 | 23.8058 | 1 | 1
|  | Total | 3535.4934 | 3535.4934 | [9 empty] | 65% | 50% | 30% | 0.56756 |  |  |  |  | 5.6862
[15 empty] | Av. Cust cons: | 2714.8921
[6 empty] | % of initial target customers connected | 44% | 90% | 100% | 100% | 100% | 100% | 100% | 100% | 100% | 100% | 100% | 100% | 100% | 100% | 100% | 100%
| Customer numbers | 2008 | 2009 | 2010 | 2011 | 2012 | 2013 | 2014 | 2015 | 2016 | 2017 | 2018 | 2019 | 2020 | 2021 | 2022 | 2023 | 2024 | 2025 | 2026 | 2027 | 2028
| Commercial - T2 | 0 | 0 | 0 | 0 | 0 | 138.1868 | 289.156 | 328.6739 | 336.2334 | 343.9668 | 351.8781 | 359.9712 | 368.2506 | 376.7203 | 385.3849 | 394.2488 | 403.3165 | 412.5928 | 422.0824 | 431.7903 | 441.7215
| Domestic Urban - T1 | 0 | 0 | 0 | 0 | 0 | 562.65 | 1177.3451 | 1338.249 | 1369.0287 | 1400.5163 | 1432.7282 | 1465.681 | 1499.3916 | 1533.8776 | 1569.1568 | 1605.2474 | 1642.1681 | 1679.938 | 1718.5766 | 1758.1038 | 1798.5402
| Domestic Rural - T1 | 0 | 0 | 0 | 0 | 0 | 890.5594 | 1863.4956 | 2118.1734 | 2166.8914 | 2216.7299 | 2267.7147 | 2319.8721 | 2373.2292 | 2427.8134 | 2483.6531 | 2540.7772 | 2599.215 | 2658.997 | 2720.1539 | 2782.7175 | 2846.72
| Total served by extension lines | [5 empty] | 1591.3963 | 3329.9967 | 3785.0963 | 3872.1535 | 3961.213 | 4052.3209 | 4145.5243 | 4240.8714 | 4338.4114 | 4438.1949 | 4540.2734 | 4644.6996 | 4751.5277 | 4860.8129 | 4972.6116 | 5086.9816
| New customers served by substation upgrades | [5 empty] | 742.348 | 759.422 | 776.8887 | 794.7572 | 813.0366 | 831.7364 | 850.8663 | 870.4363 | 890.4563 | 910.9368 | 931.8883 | 953.3218 | 975.2482 | 997.6789 | 1020.6255 | 1044.0999
Units consumption: kWh/yr
| Commercial - T2 | 0 | 0 | 0 | 0 | 0 | 15150 | 15301.5 | 15454.515 | 15609.0602 | 15765.1508 | 15922.8023 | 16082.0303 | 16242.8506 | 16405.2791 | 16569.3319 | 16735.0252 | 16902.3755 | 17071.3992 | 17242.1132 | 17414.5343 | 17588.6797
| Domestic Urban - T1 | 0 | 0 | 0 | 0 | 0 | 3030 | 3060.3 | 3090.903 | 3121.812 | 3153.0302 | 3184.5605 | 3216.4061 | 3248.5701 | 3281.0558 | 3313.8664 | 3347.005 | 3380.4751 | 3414.2798 | 3448.4226 | 3482.9069 | 3517.7359
| Domestic Rural - T1 | 0 | 0 | 0 | 0 | 0 | 634.785 | 641.1328 | 647.5442 | 654.0196 | 660.5598 | 667.1654 | 673.8371 | 680.5754 | 687.3812 | 694.255 | 701.1976 | 708.2095 | 715.2916 | 722.4445 | 729.669 | 736.9657
Energy consumption: MWh/yr
| Commercial - T2 | 0 | 0 | 0 | 0 | 0 | 2093.5306 | 4424.52 | 5079.4964 | 5248.2881 | 5422.6887 | 5602.8846 | 5789.0685 | 5981.4392 | 6180.2025 | 6385.5706 | 6597.7631 | 6817.0068 | 7043.5359 | 7277.5926 | 7519.427 | 7769.2975
| Domestic Urban - T1 | 0 | 0 | 0 | 0 | 0 | 1704.8295 | 3603.0293 | 4136.3977 | 4273.8502 | 4415.8703 | 4562.6096 | 4714.2251 | 4870.8788 | 5032.7382 | 5199.976 | 5372.7712 | 5551.3084 | 5735.7784 | 5926.3783 | 6123.3119 | 6326.7895
| Domestic Rural - T1 | 0 | 0 | 0 | 0 | 0 | 565.3138 | 1194.7483 | 1371.6108 | 1417.1895 | 1464.2827 | 1512.9408 | 1563.2158 | 1615.1615 | 1668.8333 | 1724.2886 | 1781.5867 | 1840.7889 | 1901.9583 | 1965.1603 | 2030.4626 | 2097.9349
| Total energy demand: MWh/yr | 0 | 0 | 0 | 0 | 0 | 4363.6739 | 9222.2975 | 10587.505 | 10939.3278 | 11302.8416 | 11678.435 | 12066.5094 | 12467.4796 | 12881.7739 | 13309.8352 | 13752.1211 | 14209.1041 | 14681.2726 | 15169.1313 | 15673.2015 | 16194.022
| Peak load: kW |  |  |  | 0 | 0 | 912.2465 | 1927.9645 | 2213.3675 | 2286.9177 | 2362.912 | 2441.4315 | 2522.5603 | 2606.385 | 2692.9952 | 2782.4834 | 2874.9453 | 2970.4797 | 3069.1888 | 3171.1779 | 3276.5562 | 3385.4361
| Adjusted energy: MWh/yr |  |  |  | 0 | 0 | 4363.6739 | 9222.2975 | 10587.505 | 10939.3278 | 11302.8416 | 11678.435 | 12066.5094 | 12467.4796 | 12881.7739 | 13309.8352 | 13752.1211 | 14209.1041 | 14681.2726 | 15169.1313 | 15673.2015 | 16194.022
| Capacity limit binding |  |  |  |  | 0 | 0 | 0 | 0 | 0 | 0 | 0 | 0 | 0 | 0 | 0 | 0 | 0 | 0 | 0 | 0 | 0
| Commercial - T2 |  |  |  | 0 | 0 | 2093.5306 | 4424.52 | 5079.4964 | 5248.2881 | 5422.6887 | 5602.8846 | 5789.0685 | 5981.4392 | 6180.2025 | 6385.5706 | 6597.7631 | 6817.0068 | 7043.5359 | 7277.5926 | 7519.427 | 7769.2975
| Domestic Urban - T1 |  |  |  | 0 | 0 | 1704.8295 | 3603.0293 | 4136.3977 | 4273.8502 | 4415.8703 | 4562.6096 | 4714.2251 | 4870.8788 | 5032.7382 | 5199.976 | 5372.7712 | 5551.3084 | 5735.7784 | 5926.3783 | 6123.3119 | 6326.7895
| Domestic Rural - T1 |  |  |  | 0 | 0 | 565.3138 | 1194.7483 | 1371.6108 | 1417.1895 | 1464.2827 | 1512.9408 | 1563.2158 | 1615.1615 | 1668.8333 | 1724.2886 | 1781.5867 | 1840.7889 | 1901.9583 | 1965.1603 | 2030.4626 | 2097.9349
| Total energy supplied to extensions: GWh | 0 | 0 | 0 | 0 | 0 | 4.3637 | 9.2223 | 10.5875 | 10.9393 | 11.3028 | 11.6784 | 12.0665 | 12.4675 | 12.8818 | 13.3098 | 13.7521 | 14.2091 | 14.6813 | 15.1691 | 15.6732 | 16.194
|  | 0 | 0 | 0 | Capacity binding
Substation Upgrades
|  | 2008 | 2009 | 2010 | 2011 | 2012 | 2013 | 2014 | 2015 | 2016 | 2017 | 2018 | 2019 | 2020 | 2021 | 2022 | 2023 | 2024 | 2025 | 2026 | 2027 | 2028
Customer numbers
| Additional capacity in MVA | 24.55 | 0 | 0 | 0 | 0 | 24.55 | 24.55 | 24.55 | 24.55 | 24.55 | 24.55 | 24.55 | 24.55 | 24.55 | 24.55 | 24.55 | 24.55 | 24.55 | 24.55 | 24.55 | 24.55
1 | Potential extra energy: GWh | 100.5396 | 100.5396 | 100.5396 | 100.5396 | 100.5396 | 100.5396 | 100.5396 | 100.5396 | 100.5396 | 100.5396 | 100.5396 | 100.5396 | 100.5396 | 100.5396 | 100.5396 | 100.5396 | 100.5396 | 100.5396 | 100.5396 | 100.5396 | 100.5396
2 | Base demand in regions in MW | 11.4 | 0 | 0 | 0 | 0 | 11.4 | 11.4 | 11.4 | 11.4 | 11.4 | 11.4 | 11.4 | 11.4 | 11.4 | 11.4 | 11.4 | 11.4 | 11.4 | 11.4 | 11.4 | 11.4
3 | Potential energy supply: GWh | 2008: 158.4607
| Customer numbers |  |  |  |  | 32276 | 33018.348 | 33777.77 | 34554.6587 | 35349.4159 | 36162.4524 | 36994.1888 | 37845.0552 | 38715.4914 | 39605.9478 | 40516.8845 | 41448.7729 | 42402.0947 | 43377.3428 | 44375.0217 | 45395.6472 | 46439.7471
4 | Energy demand: GWh (grows at X%pa) | 54.9252 | 54.9252 | 54.9252 | 54.9252 | 54.9252 | 55.4745 | 56.0292 | 56.5895 | 57.1554 | 57.7269 | 58.3042 | 58.8872 | 59.4761 | 60.0709 | 60.6716 | 61.2783 | 61.8911 | 62.51 | 63.1351 | 63.7665 | 64.4041
| Increase in demand: GWh | 0 | 0 | 0 | 0 | 0 | 0.54925 | 1.104 | 1.6643 | 2.2302 | 2.8017 | 3.379 | 3.962 | 4.5509 | 5.1457 | 5.7464 | 6.3531 | 6.9659 | 7.5848 | 8.2099 | 8.8413 | 9.4789
5 | Energy Served by New Substations: GWh | 0 | 0 | 0 | 0 | 0 | 0.54925 | 1.104 | 1.6643 | 2.2302 | 2.8017 | 3.379 | 3.962 | 4.5509 | 5.1457 | 5.7464 | 6.3531 | 6.9659 | 7.5848 | 8.2099 | 8.8413 | 9.4789
| Technical losses averted (GWh) | 0 | 0 | 0 | 0 | 0 | 0.006591 | 0.013248 | 0.019971 | 0.026762 | 0.033621 | 0.040548 | 0.047545 | 0.054611 | 0.061748 | 0.068957 | 0.076237 | 0.083591 | 0.091018 | 0.098519 | 0.1061 | 0.11375
| Energy Served by Extensions: GWh | 0 | 0 | 0 | 0 | 0 | 4.3637 | 9.2223 | 10.5875 | 10.9393 | 11.3028 | 11.6784 | 12.0665 | 12.4675 | 12.8818 | 13.3098 | 13.7521 | 14.2091 | 14.6813 | 15.1691 | 15.6732 | 16.194
| Total energy served by T&D projects: GWh | 0 | 0 | 0 | 0 | 0 | 4.9129 | 10.3263 | 12.2518 | 13.1695 | 14.1046 | 15.0574 | 16.0286 | 17.0184 | 18.0275 | 19.0562 | 20.1052 | 21.175 | 22.2661 | 23.379 | 24.5145 | 25.6729
[6 empty] | Implied customer nos. | 200.3077 | 398.6322 | 594.9931 | 789.4098 | 981.9016 | 1172.4875 | 1361.1864 | 1548.0171 | 1732.9979 | 1916.1472 | 2097.4832 | 2277.0238 | 2454.7867 | 2630.7896 | 2805.0499 | 2977.5849
Benefits
|  | 2008 | 2009 | 2010 | 2011 | 2012 | 2013 | 2014 | 2015 | 2016 | 2017 | 2018 | 2019 | 2020 | 2021 | 2022 | 2023 | 2024 | 2025 | 2026 | 2027 | 2028
Willingness to pay on extensions
WTP (USD/kWh)
| Commercial - T2 | 0.57 | 0.57 | 0.57 | 0.57 | 0.57 | 0.57 | 0.57 | 0.57 | 0.57 | 0.57 | 0.57 | 0.57 | 0.57 | 0.57 | 0.57 | 0.57 | 0.57 | 0.57 | 0.57 | 0.57 | 0.57
| Domestic Urban - T1 | 0.597 | 0.597 | 0.597 | 0.597 | 0.597 | 0.597 | 0.597 | 0.597 | 0.597 | 0.597 | 0.597 | 0.597 | 0.597 | 0.597 | 0.597 | 0.597 | 0.597 | 0.597 | 0.597 | 0.597 | 0.597
| Domestic Rural - T1 | 0.696 | 0.696 | 0.696 | 0.696 | 0.696 | 0.696 | 0.696 | 0.696 | 0.696 | 0.696 | 0.696 | 0.696 | 0.696 | 0.696 | 0.696 | 0.696 | 0.696 | 0.696 | 0.696 | 0.696 | 0.696
| WTP (Thousand USD) | 2012: 0
| Commercial - T2 | 0 | 0 | 0 | 0 | 0 | 1193.3125 | 2521.9764 | 2895.3129 | 2991.5242 | 3090.9325 | 3193.6442 | 3299.769 | 3409.4204 | 3522.7154 | 3639.7752 | 3760.725 | 3885.6939 | 4014.8155 | 4148.2278 | 4286.0734 | 4428.4996
| Domestic Urban - T1 | 0 | 0 | 0 | 0 | 0 | 1017.7832 | 2151.0085 | 2469.4294 | 2551.4886 | 2636.2745 | 2723.8779 | 2814.3924 | 2907.9147 | 3004.5447 | 3104.3857 | 3207.5444 | 3314.1311 | 3424.2597 | 3538.0479 | 3655.6172 | 3777.0934
| Domestic Rural - T1 | 0 | 0 | 0 | 0 | 0 | 393.4584 | 831.5448 | 954.6411 | 986.3639 | 1019.1407 | 1053.0068 | 1087.9982 | 1124.1524 | 1161.508 | 1200.1049 | 1239.9844 | 1281.189 | 1323.763 | 1367.7516 | 1413.202 | 1460.1627
| Total WTP extensions (Million USD) | 0 | 0 | 0 | 0 | 0 | 2.6046 | 5.5045 | 6.3194 | 6.5294 | 6.7463 | 6.9705 | 7.2022 | 7.4415 | 7.6888 | 7.9443 | 8.2083 | 8.481 | 8.7628 | 9.054 | 9.3549 | 9.6658
WTP on substation upgrades
| WTP (Million USD) | 0 | 0 | 0 | 0 | 0 | 0.16203 | 0.32568 | 0.49097 | 0.6579 | 0.82651 | 0.99681 | 1.1688 | 1.3425 | 1.518 | 1.6952 | 1.8742 | 2.0549 | 2.2375 | 2.4219 | 2.6082 | 2.7963
| Total WTP (Million USD) | 0 | 0 | 0 | 0 | 0 | 2.7666 | 5.8302 | 6.8103 | 7.1873 | 7.5729 | 7.9673 | 8.371 | 8.784 | 9.2067 | 9.6395 | 10.0824 | 10.536 | 11.0004 | 11.4759 | 11.9631 | 12.462
Reduced technical losses
| Total value of reduced losses (Million USD) | 0 | 0 | 0 | 0 | 0 | 0.0019444 | 0.0039081 | 0.0058916 | 0.0078948 | 0.0099181 | 0.011962 | 0.014026 | 0.01611 | 0.018216 | 0.020342 | 0.02249 | 0.024659 | 0.02685 | 0.029063 | 0.031298 | 0.033555
| Total benefits (Million USD)………………………………………. | 0 | 0 | 0 | 0 | 0 | 2.7666 | 5.8302 | 6.8103 | 7.1873 | 7.5729 | 7.9673 | 8.371 | 8.784 | 9.2067 | 9.6395 | 10.0824 | 10.536 | 11.0004 | 11.4759 | 11.9631 | 12.462
| Net Benefits (Million USD)………………………………………………….. | 0 | -0.45138 | -1.044 | -10.2622 | -9.8923 | -11.977 | 2.3127 | 4.3442 | 4.7886 | 5.0949 | 5.4074 | 5.7264 | 6.052 | 6.3844 | 6.7238 | 7.0704 | 7.4243 | 7.7858 | 8.1551 | 8.5324 | 8.9179
Notes
1 | MVA capacity *power factor*load factor*hours*inc;/excl switch
2 | Mott McDonald engineering estimates. Assumes demand growth constrained until upgrades come on line.
3 | Existing demand plus extra energy enabled by substation upgrade
4 | Energy demand capped at capacity set by existing demand plus additional capacity provided by substation upgrade.
5 | Corrected for losses.

## Morogoro
Tanzania: Distribution Systems Rehabilitation and Extension Activity | [6 empty] | Last updated: 9/25/2017
Morogoro Benefit-Cost Analysis
Economic Returns
ERRs (economic internal rates of return)
| 20-year ERR: |  | 15.08%
Present Values (2013 USDm, 10% discount rate)
| Net benefits |  | 8.7987
| Investment costs |  | 18.6256
| Net local benefits |  | 27.4243
| All costs |  | 28.3307
| All benefits |  | 37.1293
| Benefit:cost ratio |  | 1.3106
| Costs | (Monetary values in constant 2013 $)
| Compact Year | 0 | 1 | 2 | 3 | 4 | 5 | 6 | 7 | 8 | 9 | 10 | 11 | 12 | 13 | 14 | 15 | 16 | 17 | 18 | 19 | 20
| Benefit year | -4 | -3 | -2 | -1 | 0 | 1 | 2 | 3 | 4 | 5 | 6 | 7 | 8 | 9 | 10 | 11 | 12 | 13 | 14 | 15 | 16
|  | 2008 | 2009 | 2010 | 2011 | 2012 | 2013 | 2014 | 2015 | 2016 | 2017 | 2018 | 2019 | 2020 | 2021 | 2022 | 2023 | 2024 | 2025 | 2026 | 2027 | 2028
| Op Flag | 0 | 0 | 0 | 0 | 0 | 1 | 1 | 1 | 1 | 1 | 1 | 1 | 1 | 1 | 1 | 1 | 1 | 1 | 1 | 1 | 1
|  | Inflation index | 0.66195 | 0.73387 | 0.8136 | 0.902 | 1 | 1.098
T&D upgrade and extensions
| Capex phasing | (Monetary values in constant 2013 $) 0 -4 2008: 0%; (Monetary values in constant 2013 $) 1 -3 2009: 0.4%; (Monetary values in constant 2013 $) 2 -2 2010: 2.5%; (Monetary values in constant 2013 $) 3 -1 2011: 26.6%; (Monetary values in constant 2013 $) 4 0 2012: 27.7%; (Monetary values in constant 2013 $) 5 1 2013: 38.9%; (Monetary values in constant 2013 $) 6 2 2014: 3.9%
| Capex: Million USD | (Monetary values in constant 2013 $) 0 -4 2008: 0; (Monetary values in constant 2013 $) 1 -3 2009: 0.11286; (Monetary values in constant 2013 $) 2 -2 2010: 0.63623; (Monetary values in constant 2013 $) 3 -1 2011: 6.1061; (Monetary values in constant 2013 $) 4 0 2012: 5.7354; (Monetary values in constant 2013 $) 5 1 2013: 7.2651; (Monetary values in constant 2013 $) 6 2 2014: 0.66337
| Opex: Million USD | 0 | 0 | 0 | 0 | 0 | 0 | 0 | 0 | 0 | 0 | 0 | 0 | 0 | 0 | 0 | 0 | 0 | 0 | 0 | 0 | 0
| Supervision: Million USD | (Monetary values in constant 2013 $) 0 -4 2008: 0; (Monetary values in constant 2013 $) 1 -3 2009: 0.0090653; (Monetary values in constant 2013 $) 2 -2 2010: 0.056658; (Monetary values in constant 2013 $) 3 -1 2011: 0.60284; (Monetary values in constant 2013 $) 4 0 2012: 0.62777; (Monetary values in constant 2013 $) 5 1 2013: 0.8816
| Technical assistance: Million USD | (Monetary values in constant 2013 $) 0 -4 2008: 0; (Monetary values in constant 2013 $) 1 -3 2009: 0.0073778; (Monetary values in constant 2013 $) 2 -2 2010: 0.046111; (Monetary values in constant 2013 $) 3 -1 2011: 0.49062; (Monetary values in constant 2013 $) 4 0 2012: 0.51091; (Monetary values in constant 2013 $) 5 1 2013: 0.71749
| Feasibility & Design Studies: Million USD | (Monetary values in constant 2013 $) 0 -4 2008: 0; (Monetary values in constant 2013 $) 1 -3 2009: 0.1744; (Monetary values in constant 2013 $) 2 -2 2010: 0; (Monetary values in constant 2013 $) 3 -1 2011: 0; (Monetary values in constant 2013 $) 4 0 2012: 0; (Monetary values in constant 2013 $) 5 1 2013: 0
Connection costs: USD per customer
| Commercial - T2 | 655.425 | 655.425 | 655.425 | 655.425 | 655.425 | 655.425 | 655.425 | 655.425 | 655.425 | 655.425 | 655.425 | 655.425 | 655.425 | 655.425 | 655.425 | 655.425 | 655.425 | 655.425 | 655.425 | 655.425 | 655.425
| Domestic Urban - T1 | 296.7 | 296.7 | 296.7 | 296.7 | 296.7 | 296.7 | 296.7 | 296.7 | 296.7 | 296.7 | 296.7 | 296.7 | 296.7 | 296.7 | 296.7 | 296.7 | 296.7 | 296.7 | 296.7 | 296.7 | 296.7
| Domestic Rural - T1 | 407.25 | 407.25 | 407.25 | 407.25 | 407.25 | 407.25 | 407.25 | 407.25 | 407.25 | 407.25 | 407.25 | 407.25 | 407.25 | 407.25 | 407.25 | 407.25 | 407.25 | 407.25 | 407.25 | 407.25 | 407.25
| Undifferentiated (for SS) | 400 | 400 | 400 | 400 | 400 | 400 | 400 | 400 | 400 | 400 | 400 | 400 | 400 | 400 | 400 | 400 | 400 | 400 | 400 | 400 | 400
Connection costs by customer category: Thousand USD
| Commercial - T2 | 0 | 0 | 0 | 0 | 0 | 73.755 | 80.5773 | 21.0921 | 4.0348 | 4.1276 | 4.2225 | 4.3196 | 4.419 | 4.5206 | 4.6246 | 4.7309 | 4.8397 | 4.9511 | 5.0649 | 5.1814 | 5.3006
| Domestic Urban - T1 | 0 | 0 | 0 | 0 | 0 | 93.4854 | 102.1328 | 26.7345 | 5.1141 | 5.2317 | 5.3521 | 5.4752 | 5.6011 | 5.7299 | 5.8617 | 5.9965 | 6.1344 | 6.2755 | 6.4199 | 6.5675 | 6.7186
| Domestic Rural - T1 | 0 | 0 | 0 | 0 | 0 | 185.7122 | 202.8906 | 53.1091 | 10.1594 | 10.393 | 10.6321 | 10.8766 | 11.1268 | 11.3827 | 11.6445 | 11.9123 | 12.1863 | 12.4666 | 12.7533 | 13.0466 | 13.3467
| Undifferentiated (for SS) | 0 | 0 | 0 | 0 | 0 | 435.9696 | 10.0273 | 10.2579 | 10.4939 | 10.7352 | 10.9821 | 11.2347 | 11.4931 | 11.7575 | 12.0279 | 12.3045 | 12.5875 | 12.877 | 13.1732 | 13.4762 | 13.7861
| Total connection costs: Million USD | 0 | 0 | 0 | 0 | 0 | 0.78892 | 0.39563 | 0.11119 | 0.029802 | 0.030488 | 0.031189 | 0.031906 | 0.03264 | 0.033391 | 0.034159 | 0.034944 | 0.035748 | 0.03657 | 0.037411 | 0.038272 | 0.039152
Energy costs
| Unit energy cost: USD/kWh | 0.21552 | 0.21552 | 0.21552 | 0.21552 | 0.21552 | 0.21552 | 0.21552 | 0.21552 | 0.21552 | 0.21552 | 0.21552 | 0.21552 | 0.21552 | 0.21552 | 0.21552 | 0.21552 | 0.21552 | 0.21552 | 0.21552 | 0.21552 | 0.21552
Trans. losses before bulk supply point: % | bar: (Monetary values in constant 2013 $) 0 -4 2008 to (Monetary values in constant 2013 $) 20 16 2028
T&D losses on networks: % | bar: (Monetary values in constant 2013 $) 0 -4 2008 to (Monetary values in constant 2013 $) 20 16 2028
| Total energy cost: Million USD | 0 | 0 | 0 | 0 | 0 | 0.61199 | 1.2934 | 1.4849 | 1.5342 | 1.5852 | 1.6379 | 1.6923 | 1.7485 | 1.8066 | 1.8667 | 1.9287 | 1.9928 | 2.059 | 2.1274 | 2.1981 | 2.2712
Social and Environmental Costs: Million USD
| Environmental studies | (Monetary values in constant 2013 $) 0 -4 2008: 0; (Monetary values in constant 2013 $) 1 -3 2009: 0.03762; (Monetary values in constant 2013 $) 2 -2 2010: 0; (Monetary values in constant 2013 $) 3 -1 2011: 0; (Monetary values in constant 2013 $) 4 0 2012: 0; (Monetary values in constant 2013 $) 5 1 2013: 0
| Resettlement | (Monetary values in constant 2013 $) 0 -4 2008: 0; (Monetary values in constant 2013 $) 1 -3 2009: 0.0075348; (Monetary values in constant 2013 $) 2 -2 2010: 0.047093; (Monetary values in constant 2013 $) 3 -1 2011: 0.50107; (Monetary values in constant 2013 $) 4 0 2012: 0.52179; (Monetary values in constant 2013 $) 5 1 2013: 0.73276
| Total S&E costs: | (Monetary values in constant 2013 $) 0 -4 2008: 0; (Monetary values in constant 2013 $) 1 -3 2009: 0.045154; (Monetary values in constant 2013 $) 2 -2 2010: 0.047093; (Monetary values in constant 2013 $) 3 -1 2011: 0.50107; (Monetary values in constant 2013 $) 4 0 2012: 0.52179; (Monetary values in constant 2013 $) 5 1 2013: 0.73276
| Program and administration costs: Million USD | (Monetary values in constant 2013 $) 0 -4 2008: 0; (Monetary values in constant 2013 $) 1 -3 2009: 0.0036264; (Monetary values in constant 2013 $) 2 -2 2010: 0.022665; (Monetary values in constant 2013 $) 3 -1 2011: 0.24116; (Monetary values in constant 2013 $) 4 0 2012: 0.25113; (Monetary values in constant 2013 $) 5 1 2013: 0.35267
| Monitoring and evaluation costs: Million USD | (Monetary values in constant 2013 $) 0 -4 2008: 0; (Monetary values in constant 2013 $) 1 -3 2009: 0.0016434; (Monetary values in constant 2013 $) 2 -2 2010: 0.010271; (Monetary values in constant 2013 $) 3 -1 2011: 0.10929; (Monetary values in constant 2013 $) 4 0 2012: 0.1138; (Monetary values in constant 2013 $) 5 1 2013: 0.15982
| Total Costs: Million USD | 0 | 0.35412 | 0.81903 | 8.051 | 7.7608 | 11.5104 | 2.3524 | 1.5961 | 1.564 | 1.6157 | 1.6691 | 1.7242 | 1.7812 | 1.84 | 1.9008 | 1.9636 | 2.0285 | 2.0956 | 2.1648 | 2.2364 | 2.3103
| Investment costs | (Monetary values in constant 2013 $) 0 -4 2008: 0; (Monetary values in constant 2013 $) 1 -3 2009: 0.35412; (Monetary values in constant 2013 $) 2 -2 2010: 0.81903; (Monetary values in constant 2013 $) 3 -1 2011: 8.051; (Monetary values in constant 2013 $) 4 0 2012: 7.7608; (Monetary values in constant 2013 $) 5 1 2013: 10.1094
| Network Extensions | (Monetary values in constant 2013 $) 0 -4 2008: New Customers in First 3 Yrs; (Monetary values in constant 2013 $) 3 -1 2011: Base Consumption per User: kWh/yr (before scaling); (Monetary values in constant 2013 $) 6 2 2014: Growth in customer no. %/yr; (Monetary values in constant 2013 $) 9 5 2017: Growth in unit consumption %/yr; (Monetary values in constant 2013 $) 12 8 2020: Base energy demand: MWh/yr |  |  |  | Include/ exclude
|  | Commercial | Domestic Urban | Domestic Rural | Commercial | Domestic Urban | Domestic Rural | Commercial | Domestic Urban | Domestic Rural | Commercial | Domestic Urban | Domestic Rural | Commercial | Domestic Urban | Domestic Rural | Implied new load: kW | Average load factor: % | Capacity check | Max.demand: Mvar | Power factor | Max kW | Extension capex (US$m) | Substation capex (US$m) | Total capex (US$) | Extensions | Upgrades
|  | 250 | 700 | 1013.0971 | 15000 | 3615 | 1181 | 2.3% | 2.3% | 2.3% | 1% | 1% | 1% | 3750 | 1897.875 | 598.2338 | 1248.9496 | 57.09% |  | 10650 | 1 | 10650 | 9.8967 | 8.7797 | 18.6764 | 1 | 1
|  | Total | 1963.0971 | 1963.0971 | [9 empty] | 65% | 50% | 30% | 0.63621 |  |  |  |  | 8.5272
[15 empty] | Av. Cust cons: | 3181.7626 |  |  |  | 5.4251
[6 empty] | % of initial target customers connected | 44% | 90% | 100% | 100% | 100% | 100% | 100% | 100% | 100% | 100% | 100% | 100% | 100% | 100% | 100% | 100%
|  | 2008 | 2009 | 2010 | 2011 | 2012 | 2010 | 2011 | 2012 | 2013 | 2014 | 2012 | 2013 | 2014 | 2015 | 2016 | 2014 | 2015 | 2016 | 2017 | 2018 | 2016
Customer numbers
| Commercial - T2 | 0 | 0 | 0 | 0 | 0 | 112.53 | 235.469 | 267.6498 | 273.8057 | 280.1033 | 286.5456 | 293.1362 | 299.8783 | 306.7755 | 313.8314 | 321.0495 | 328.4336 | 335.9876 | 343.7153 | 351.6208 | 359.708
| Domestic Urban - T1 | 0 | 0 | 0 | 0 | 0 | 315.084 | 659.3133 | 749.4194 | 766.6561 | 784.2892 | 802.3278 | 820.7813 | 839.6593 | 858.9715 | 878.7278 | 898.9386 | 919.6141 | 940.7653 | 962.4029 | 984.5381 | 1007.1825
| Domestic Rural - T1 | 0 | 0 | 0 | 0 | 0 | 456.0153 | 954.2119 | 1084.6209 | 1109.5672 | 1135.0872 | 1161.1942 | 1187.9017 | 1215.2235 | 1243.1736 | 1271.7666 | 1301.0172 | 1330.9406 | 1361.5522 | 1392.8679 | 1424.9039 | 1457.6767
| Total served by extension lines | [5 empty] | 883.6293 | 1848.9942 | 2101.6901 | 2150.029 | 2199.4797 | 2250.0677 | 2301.8192 | 2354.7611 | 2408.9206 | 2464.3258 | 2521.0053 | 2578.9884 | 2638.3051 | 2698.9861 | 2761.0628 | 2824.5673
| New customers served by substation upgrades | [5 empty] | 1089.924 | 1114.9923 | 1140.6371 | 1166.8717 | 1193.7098 | 1221.1651 | 1249.2519 | 1277.9847 | 1307.3783 | 1337.448 | 1368.2093 | 1399.6782 | 1431.8708 | 1464.8038 | 1498.4943 | 1532.9596
Units consumption: kWh/yr
| Commercial - T2 | 0 | 0 | 0 | 0 | 0 | 15150 | 15301.5 | 15454.515 | 15609.0602 | 15765.1508 | 15922.8023 | 16082.0303 | 16242.8506 | 16405.2791 | 16569.3319 | 16735.0252 | 16902.3755 | 17071.3992 | 17242.1132 | 17414.5343 | 17588.6797
| Domestic Urban - T1 | 0 | 0 | 0 | 0 | 0 | 2738.3625 | 2765.7461 | 2793.4036 | 2821.3376 | 2849.551 | 2878.0465 | 2906.827 | 2935.8952 | 2965.2542 | 2994.9067 | 3024.8558 | 3055.1044 | 3085.6554 | 3116.512 | 3147.6771 | 3179.1539
| Domestic Rural - T1 | 0 | 0 | 0 | 0 | 0 | 596.405 | 602.3691 | 608.3927 | 614.4767 | 620.6214 | 626.8276 | 633.0959 | 639.4269 | 645.8212 | 652.2794 | 658.8022 | 665.3902 | 672.0441 | 678.7645 | 685.5522 | 692.4077
Energy consumption: MWh/yr
| Commercial - T2 | 0 | 0 | 0 | 0 | 0 | 1704.8295 | 3603.0293 | 4136.3977 | 4273.8502 | 4415.8703 | 4562.6096 | 4714.2251 | 4870.8788 | 5032.7382 | 5199.976 | 5372.7712 | 5551.3084 | 5735.7784 | 5926.3783 | 6123.3119 | 6326.7895
| Domestic Urban - T1 | 0 | 0 | 0 | 0 | 0 | 862.8142 | 1823.4931 | 2093.4309 | 2162.9956 | 2234.8719 | 2309.1367 | 2385.8693 | 2465.1518 | 2547.0688 | 2631.7079 | 2719.1595 | 2809.5172 | 2902.8775 | 2999.3401 | 3099.0081 | 3201.9882
| Domestic Rural - T1 | 0 | 0 | 0 | 0 | 0 | 271.9698 | 574.7877 | 659.8755 | 681.8032 | 704.4595 | 727.8687 | 752.0557 | 777.0465 | 802.8678 | 829.5471 | 857.1129 | 885.5948 | 915.0231 | 945.4293 | 976.846 | 1009.3066
| Total energy demand: MWh/yr | 0 | 0 | 0 | 0 | 0 | 2839.6135 | 6001.3102 | 6889.7041 | 7118.649 | 7355.2017 | 7599.615 | 7852.1502 | 8113.0772 | 8382.6747 | 8661.231 | 8949.0437 | 9246.4204 | 9553.679 | 9871.1477 | 10199.166 | 10538.0843
| Peak load: kW |  |  |  | 0 | 0 | 567.7989 | 1200.0005 | 1377.6406 | 1423.4196 | 1470.7198 | 1519.5918 | 1570.0878 | 1622.2619 | 1676.1696 | 1731.8687 | 1789.4187 | 1848.8811 | 1910.3194 | 1973.7994 | 2039.3887 | 2107.1576
| Adjusted energy: MWh/yr |  |  |  | 0 | 0 | 2839.6135 | 6001.3102 | 6889.7041 | 7118.649 | 7355.2017 | 7599.615 | 7852.1502 | 8113.0772 | 8382.6747 | 8661.231 | 8949.0437 | 9246.4204 | 9553.679 | 9871.1477 | 10199.166 | 10538.0843
| Capacity limit binding |  |  |  |  | 0 | 0 | 0 | 0 | 0 | 0 | 0 | 0 | 0 | 0 | 0 | 0 | 0 | 0 | 0 | 0 | 0
| Commercial - T2 |  |  |  | 0 | 0 | 1704.8295 | 3603.0293 | 4136.3977 | 4273.8502 | 4415.8703 | 4562.6096 | 4714.2251 | 4870.8788 | 5032.7382 | 5199.976 | 5372.7712 | 5551.3084 | 5735.7784 | 5926.3783 | 6123.3119 | 6326.7895
| Domestic Urban - T1 |  |  |  | 0 | 0 | 862.8142 | 1823.4931 | 2093.4309 | 2162.9956 | 2234.8719 | 2309.1367 | 2385.8693 | 2465.1518 | 2547.0688 | 2631.7079 | 2719.1595 | 2809.5172 | 2902.8775 | 2999.3401 | 3099.0081 | 3201.9882
| Domestic Rural - T1 |  |  |  | 0 | 0 | 271.9698 | 574.7877 | 659.8755 | 681.8032 | 704.4595 | 727.8687 | 752.0557 | 777.0465 | 802.8678 | 829.5471 | 857.1129 | 885.5948 | 915.0231 | 945.4293 | 976.846 | 1009.3066
| Total energy supplied to extensions: GWh | 0 | 0 | 0 | 0 | 0 | 2.8396 | 6.0013 | 6.8897 | 7.1186 | 7.3552 | 7.5996 | 7.8522 | 8.1131 | 8.3827 | 8.6612 | 8.949 | 9.2464 | 9.5537 | 9.8711 | 10.1992 | 10.5381
|  | 0 | 0 | 0 | Capacity binding
Substation Upgrades
|  | 2008 | 2009 | 2010 | 2011 | 2012 | 2013 | 2014 | 2015 | 2016 | 2017 | 2018 | 2019 | 2020 | 2021 | 2022 | 2023 | 2024 | 2025 | 2026 | 2027 | 2028
| Additional capacity in MVA | 31.6 | 0 | 0 | 0 | 0 | 31.6 | 31.6 | 31.6 | 31.6 | 31.6 | 31.6 | 31.6 | 31.6 | 31.6 | 31.6 | 31.6 | 31.6 | 31.6 | 31.6 | 31.6 | 31.6
1 | Potential extra energy: GWh | 129.4115 | 129.4115 | 129.4115 | 129.4115 | 129.4115 | 129.4115 | 129.4115 | 129.4115 | 129.4115 | 129.4115 | 129.4115 | 129.4115 | 129.4115 | 129.4115 | 129.4115 | 129.4115 | 129.4115 | 129.4115 | 129.4115 | 129.4115 | 129.4115
2 | Base demand in regions in MW | 27 | 0 | 0 | 0 | 0 | 27 | 27 | 27 | 27 | 27 | 27 | 27 | 27 | 27 | 27 | 27 | 27 | 27 | 27 | 27 | 27
3 | Potential energy supply: GWh | 2008: 266.5931
| Customer numbers |  |  |  |  | 47388 | 48477.924 | 49592.9163 | 50733.5533 | 51900.4251 | 53094.1348 | 54315.2999 | 55564.5518 | 56842.5365 | 58149.9149 | 59487.3629 | 60855.5722 | 62255.2504 | 63687.1212 | 65151.925 | 66650.4192 | 68183.3789
4 | Energy demand: GWh (grows at X%pa) | 130.086 | 130.086 | 130.086 | 130.086 | 130.086 | 131.3869 | 132.7007 | 134.0277 | 135.368 | 136.7217 | 138.0889 | 139.4698 | 140.8645 | 142.2731 | 143.6959 | 145.1328 | 146.5842 | 148.05 | 149.5305 | 151.0258 | 152.5361
| Increase in demand: GWh | 0 | 0 | 0 | 0 | 0 | 1.3009 | 2.6147 | 3.9417 | 5.282 | 6.6357 | 8.0029 | 9.3838 | 10.7785 | 12.1871 | 13.6099 | 15.0468 | 16.4982 | 17.964 | 19.4445 | 20.9398 | 22.4501
5 | Energy Served by New Substations: GWh | 0 | 0 | 0 | 0 | 0 | 1.3009 | 2.6147 | 3.9417 | 5.282 | 6.6357 | 8.0029 | 9.3838 | 10.7785 | 12.1871 | 13.6099 | 15.0468 | 16.4982 | 17.964 | 19.4445 | 20.9398 | 22.4501
| Technical losses averted (GWh) | 0 | 0 | 0 | 0 | 0 | 0.01561 | 0.031377 | 0.047301 | 0.063384 | 0.079628 | 0.096035 | 0.11261 | 0.12934 | 0.14625 | 0.16332 | 0.18056 | 0.19798 | 0.21557 | 0.23333 | 0.25128 | 0.2694
| Energy Served by Extensions: GWh | 0 | 0 | 0 | 0 | 0 | 2.8396 | 6.0013 | 6.8897 | 7.1186 | 7.3552 | 7.5996 | 7.8522 | 8.1131 | 8.3827 | 8.6612 | 8.949 | 9.2464 | 9.5537 | 9.8711 | 10.1992 | 10.5381
| Total energy served by T&D projects: GWh | 0 | 0 | 0 | 0 | 0 | 4.1405 | 8.616 | 10.8314 | 12.4007 | 13.9909 | 15.6025 | 17.2359 | 18.8916 | 20.5698 | 22.2711 | 23.9959 | 25.7446 | 27.5177 | 29.3157 | 31.139 | 32.9881
[6 empty] | Implied customer nos. | 404.8009 | 805.5938 | 1202.4185 | 1595.3142 | 1984.3198 | 2369.474 | 2750.8147 | 3128.3797 | 3502.2065 | 3872.3321 | 4238.793 | 4601.6256 | 4960.8658 | 5316.5492 | 5668.711 | 6017.386
Benefits
|  | 2008 | 2009 | 2010 | 2011 | 2012 | 2013 | 2014 | 2015 | 2016 | 2017 | 2018 | 2019 | 2020 | 2021 | 2022 | 2023 | 2024 | 2025 | 2026 | 2027 | 2028
Willingness to pay on EXTENSIONS
WTP (USD/kWh)
| Commercial - T2 | 0.57 | 0.57 | 0.57 | 0.57 | 0.57 | 0.57 | 0.57 | 0.57 | 0.57 | 0.57 | 0.57 | 0.57 | 0.57 | 0.57 | 0.57 | 0.57 | 0.57 | 0.57 | 0.57 | 0.57 | 0.57
| Domestic Urban - T1 | 0.597 | 0.597 | 0.597 | 0.597 | 0.597 | 0.597 | 0.597 | 0.597 | 0.597 | 0.597 | 0.597 | 0.597 | 0.597 | 0.597 | 0.597 | 0.597 | 0.597 | 0.597 | 0.597 | 0.597 | 0.597
| Domestic Rural - T1 | 0.696 | 0.696 | 0.696 | 0.696 | 0.696 | 0.696 | 0.696 | 0.696 | 0.696 | 0.696 | 0.696 | 0.696 | 0.696 | 0.696 | 0.696 | 0.696 | 0.696 | 0.696 | 0.696 | 0.696 | 0.696
WTP (Thousand USD)
| Commercial - T2 | 0 | 0 | 0 | 0 | 0 | 971.7528 | 2053.7267 | 2357.7467 | 2436.0946 | 2517.046 | 2600.6875 | 2687.1083 | 2776.4009 | 2868.6607 | 2963.9863 | 3062.4796 | 3164.2458 | 3269.3937 | 3378.0356 | 3490.2878 | 3606.27
| Domestic Urban - T1 | 0 | 0 | 0 | 0 | 0 | 515.1001 | 1088.6254 | 1249.7782 | 1291.3084 | 1334.2185 | 1378.5546 | 1424.364 | 1471.6956 | 1520.6001 | 1571.1296 | 1623.3382 | 1677.2818 | 1733.0178 | 1790.606 | 1850.1079 | 1911.5869
| Domestic Rural - T1 | 0 | 0 | 0 | 0 | 0 | 189.291 | 400.0523 | 459.2733 | 474.535 | 490.3038 | 506.5966 | 523.4308 | 540.8244 | 558.796 | 577.3648 | 596.5506 | 616.374 | 636.8561 | 658.0188 | 679.8848 | 702.4774
| Total WTP extensions (Million USD) | 0 | 0 | 0 | 0 | 0 | 1.6761 | 3.5424 | 4.0668 | 4.2019 | 4.3416 | 4.4858 | 4.6349 | 4.7889 | 4.9481 | 5.1125 | 5.2824 | 5.4579 | 5.6393 | 5.8267 | 6.0203 | 6.2203
WTP on substation upgrades
| WTP (Million USD) | 0 | 0 | 0 | 0 | 0 | 0.38375 | 0.77134 | 1.1628 | 1.5582 | 1.9575 | 2.3609 | 2.7682 | 3.1797 | 3.5952 | 4.0149 | 4.4388 | 4.867 | 5.2994 | 5.7361 | 6.1772 | 6.6228
| Total WTP (Million USD) | 0 | 0 | 0 | 0 | 0 | 2.0599 | 4.3137 | 5.2296 | 5.7601 | 6.2991 | 6.8467 | 7.4031 | 7.9686 | 8.5433 | 9.1274 | 9.7212 | 10.3249 | 10.9386 | 11.5628 | 12.1975 | 12.8431
Reduced technical losses
| Total value of reduced losses (Million USD) | 0 | 0 | 0 | 0 | 0 | 0.004605 | 0.0092561 | 0.013954 | 0.018698 | 0.02349 | 0.02833 | 0.033219 | 0.038156 | 0.043142 | 0.048179 | 0.053266 | 0.058403 | 0.063593 | 0.068834 | 0.074127 | 0.079473
| Total benefits (Million USD)………………………………………. | 0 | 0 | 0 | 0 | 0 | 2.0599 | 4.3137 | 5.2296 | 5.7601 | 6.2991 | 6.8467 | 7.4031 | 7.9686 | 8.5433 | 9.1274 | 9.7212 | 10.3249 | 10.9386 | 11.5628 | 12.1975 | 12.8431
| Net Benefits (Million USD)………………………………………………….. | 0 | -0.35412 | -0.81903 | -8.051 | -7.7608 | -9.4505 | 1.9614 | 3.6335 | 4.1961 | 4.6834 | 5.1776 | 5.6789 | 6.1874 | 6.7032 | 7.2266 | 7.7575 | 8.2963 | 8.8431 | 9.3979 | 9.9611 | 10.5328
Notes
1 | MVA capacity *power factor*load factor*hours*inc;/excl switch
2 | Mott McDonald engineering estimates. Assumes demand growth constrained until upgrades come on line.
3 | Existing demand plus extra energy enabled by substation upgrade
4 | Energy demand capped at capacity set by existing demand plus additional capacity provided by substation upgrade.
5 | Corrected for losses.

## Iringa
Tanzania: Distribution Systems Rehabilitation and Extension Activity | [6 empty] | Last updated: 9/25/2017
Iringa Benefit-Cost Analysis
Economic Returns
ERRs (economic internal rates of return)
| 20-year ERR: |  | 6.295%
Present Values (2013 USDm, 10% discount rate)
| Net benefits |  | -3.359
| Investment costs |  | 12.4345
| Net local benefits |  | 9.0755
| All costs |  | 17.1146
| All benefits |  | 13.7556
| Benefit:cost ratio |  | 0.80373
| Costs | (Monetary values in constant 2013 $)
| Compact Year | 0 | 1 | 2 | 3 | 4 | 5 | 6 | 7 | 8 | 9 | 10 | 11 | 12 | 13 | 14 | 15 | 16 | 17 | 18 | 19 | 20
| Benefit year | -4 | -3 | -2 | -1 | 0 | 1 | 2 | 3 | 4 | 5 | 6 | 7 | 8 | 9 | 10 | 11 | 12 | 13 | 14 | 15 | 16
|  | 2008 | 2009 | 2010 | 2011 | 2012 | 2013 | 2014 | 2015 | 2016 | 2017 | 2018 | 2019 | 2020 | 2021 | 2022 | 2023 | 2024 | 2025 | 2026 | 2027 | 2028
| Op Flag | 0 | 0 | 0 | 0 | 0 | 1 | 1 | 1 | 1 | 1 | 1 | 1 | 1 | 1 | 1 | 1 | 1 | 1 | 1 | 1 | 1
|  | Inflation index | 0.66195 | 0.73387 | 0.8136 | 0.902 | 1 | 1.098
T&D upgrade and extensions
| Capex phasing | (Monetary values in constant 2013 $) 0 -4 2008: 0%; (Monetary values in constant 2013 $) 1 -3 2009: 0.4%; (Monetary values in constant 2013 $) 2 -2 2010: 2.5%; (Monetary values in constant 2013 $) 3 -1 2011: 26.6%; (Monetary values in constant 2013 $) 4 0 2012: 27.7%; (Monetary values in constant 2013 $) 5 1 2013: 38.9%; (Monetary values in constant 2013 $) 6 2 2014: 3.9%
| Capex: Million USD | (Monetary values in constant 2013 $) 0 -4 2008: 0; (Monetary values in constant 2013 $) 1 -3 2009: 0.075343; (Monetary values in constant 2013 $) 2 -2 2010: 0.42475; (Monetary values in constant 2013 $) 3 -1 2011: 4.0764; (Monetary values in constant 2013 $) 4 0 2012: 3.829; (Monetary values in constant 2013 $) 5 1 2013: 4.8502; (Monetary values in constant 2013 $) 6 2 2014: 0.44287
| Opex: Million USD | 0 | 0 | 0 | 0 | 0 | 0 | 0 | 0 | 0 | 0 | 0 | 0 | 0 | 0 | 0 | 0 | 0 | 0 | 0 | 0 | 0
| Supervision: Million USD | (Monetary values in constant 2013 $) 0 -4 2008: 0; (Monetary values in constant 2013 $) 1 -3 2009: 0.006052; (Monetary values in constant 2013 $) 2 -2 2010: 0.037825; (Monetary values in constant 2013 $) 3 -1 2011: 0.40246; (Monetary values in constant 2013 $) 4 0 2012: 0.4191; (Monetary values in constant 2013 $) 5 1 2013: 0.58856
| Technical assistance: Million USD | (Monetary values in constant 2013 $) 0 -4 2008: 0; (Monetary values in constant 2013 $) 1 -3 2009: 0.0049254; (Monetary values in constant 2013 $) 2 -2 2010: 0.030784; (Monetary values in constant 2013 $) 3 -1 2011: 0.32754; (Monetary values in constant 2013 $) 4 0 2012: 0.34109; (Monetary values in constant 2013 $) 5 1 2013: 0.479
| Feasibility & Design Studies: Million USD | (Monetary values in constant 2013 $) 0 -4 2008: 0; (Monetary values in constant 2013 $) 1 -3 2009: 0.11643; (Monetary values in constant 2013 $) 2 -2 2010: 0; (Monetary values in constant 2013 $) 3 -1 2011: 0; (Monetary values in constant 2013 $) 4 0 2012: 0; (Monetary values in constant 2013 $) 5 1 2013: 0
Connection costs: USD per customer
| Commercial - T2 | 655.425 | 655.425 | 655.425 | 655.425 | 655.425 | 655.425 | 655.425 | 655.425 | 655.425 | 655.425 | 655.425 | 655.425 | 655.425 | 655.425 | 655.425 | 655.425 | 655.425 | 655.425 | 655.425 | 655.425 | 655.425
| Domestic Urban - T1 | 296.7 | 296.7 | 296.7 | 296.7 | 296.7 | 296.7 | 296.7 | 296.7 | 296.7 | 296.7 | 296.7 | 296.7 | 296.7 | 296.7 | 296.7 | 296.7 | 296.7 | 296.7 | 296.7 | 296.7 | 296.7
| Domestic Rural - T1 | 407.25 | 407.25 | 407.25 | 407.25 | 407.25 | 407.25 | 407.25 | 407.25 | 407.25 | 407.25 | 407.25 | 407.25 | 407.25 | 407.25 | 407.25 | 407.25 | 407.25 | 407.25 | 407.25 | 407.25 | 407.25
| Undifferentiated (for SS) | 400 | 400 | 400 | 400 | 400 | 400 | 400 | 400 | 400 | 400 | 400 | 400 | 400 | 400 | 400 | 400 | 400 | 400 | 400 | 400 | 400
Connection costs by customer category: Thousand USD
| Commercial - T2 | 0 | 0 | 0 | 0 | 0 | 44.253 | 48.3464 | 12.6552 | 2.4209 | 2.4765 | 2.5335 | 2.5918 | 2.6514 | 2.7124 | 2.7747 | 2.8386 | 2.9038 | 2.9706 | 3.039 | 3.1089 | 3.1804
| Domestic Urban - T1 | 0 | 0 | 0 | 0 | 0 | 46.7427 | 51.0664 | 13.3672 | 2.5571 | 2.6159 | 2.676 | 2.7376 | 2.8005 | 2.865 | 2.9309 | 2.9983 | 3.0672 | 3.1378 | 3.2099 | 3.2838 | 3.3593
| Domestic Rural - T1 | 0 | 0 | 0 | 0 | 0 | 90.7512 | 99.1457 | 25.9526 | 4.9645 | 5.0787 | 5.1955 | 5.315 | 5.4373 | 5.5623 | 5.6903 | 5.8211 | 5.955 | 6.092 | 6.2321 | 6.3755 | 6.5221
| Undifferentiated (for SS) | 0 | 0 | 0 | 0 | 0 | 394.8824 | 9.0823 | 9.2912 | 9.5049 | 9.7235 | 9.9471 | 10.1759 | 10.41 | 10.6494 | 10.8943 | 11.1449 | 11.4012 | 11.6635 | 11.9317 | 12.2062 | 12.4869
| Total connection costs: Million USD | 0 | 0 | 0 | 0 | 0 | 0.57663 | 0.20764 | 0.061266 | 0.019447 | 0.019895 | 0.020352 | 0.02082 | 0.021299 | 0.021789 | 0.02229 | 0.022803 | 0.023327 | 0.023864 | 0.024413 | 0.024974 | 0.025549
Energy costs
| Unit energy cost: USD/kWh | 0.21552 | 0.21552 | 0.21552 | 0.21552 | 0.21552 | 0.21552 | 0.21552 | 0.21552 | 0.21552 | 0.21552 | 0.21552 | 0.21552 | 0.21552 | 0.21552 | 0.21552 | 0.21552 | 0.21552 | 0.21552 | 0.21552 | 0.21552 | 0.21552
Trans. losses before bulk supply point: % | bar: (Monetary values in constant 2013 $) 0 -4 2008 to (Monetary values in constant 2013 $) 20 16 2028
T&D losses on networks: % | bar: (Monetary values in constant 2013 $) 0 -4 2008 to (Monetary values in constant 2013 $) 20 16 2028
| Total energy cost: Million USD | 0 | 0 | 0 | 0 | 0 | 0.27879 | 0.58919 | 0.67642 | 0.69889 | 0.72212 | 0.74611 | 0.77091 | 0.79652 | 0.82299 | 0.85034 | 0.8786 | 0.90779 | 0.93796 | 0.96913 | 1.0013 | 1.0346
Social and Environmental Costs: Million USD
| Environmental studies | (Monetary values in constant 2013 $) 0 -4 2008: 0; (Monetary values in constant 2013 $) 1 -3 2009: 0.025115; (Monetary values in constant 2013 $) 2 -2 2010: 0; (Monetary values in constant 2013 $) 3 -1 2011: 0; (Monetary values in constant 2013 $) 4 0 2012: 0; (Monetary values in constant 2013 $) 5 1 2013: 0
| Resettlement | (Monetary values in constant 2013 $) 0 -4 2008: 0; (Monetary values in constant 2013 $) 1 -3 2009: 0.0050303; (Monetary values in constant 2013 $) 2 -2 2010: 0.031439; (Monetary values in constant 2013 $) 3 -1 2011: 0.33451; (Monetary values in constant 2013 $) 4 0 2012: 0.34835; (Monetary values in constant 2013 $) 5 1 2013: 0.48919
| Total S&E costs: | (Monetary values in constant 2013 $) 0 -4 2008: 0; (Monetary values in constant 2013 $) 1 -3 2009: 0.030145; (Monetary values in constant 2013 $) 2 -2 2010: 0.031439; (Monetary values in constant 2013 $) 3 -1 2011: 0.33451; (Monetary values in constant 2013 $) 4 0 2012: 0.34835; (Monetary values in constant 2013 $) 5 1 2013: 0.48919
| Program and administration costs: Million USD | (Monetary values in constant 2013 $) 0 -4 2008: 0; (Monetary values in constant 2013 $) 1 -3 2009: 0.002421; (Monetary values in constant 2013 $) 2 -2 2010: 0.015131; (Monetary values in constant 2013 $) 3 -1 2011: 0.161; (Monetary values in constant 2013 $) 4 0 2012: 0.16765; (Monetary values in constant 2013 $) 5 1 2013: 0.23544
| Monitoring and evaluation costs: Million USD | (Monetary values in constant 2013 $) 0 -4 2008: 0; (Monetary values in constant 2013 $) 1 -3 2009: 0.0010971; (Monetary values in constant 2013 $) 2 -2 2010: 0.006857; (Monetary values in constant 2013 $) 3 -1 2011: 0.072959; (Monetary values in constant 2013 $) 4 0 2012: 0.075976; (Monetary values in constant 2013 $) 5 1 2013: 0.1067
| Total Costs: Million USD | 0 | 0.23641 | 0.54678 | 5.3749 | 5.1811 | 7.6045 | 1.2397 | 0.73768 | 0.71834 | 0.74201 | 0.76647 | 0.79173 | 0.81782 | 0.84478 | 0.87263 | 0.9014 | 0.93112 | 0.96182 | 0.99354 | 1.0263 | 1.0602
| Investment costs | (Monetary values in constant 2013 $) 0 -4 2008: 0; (Monetary values in constant 2013 $) 1 -3 2009: 0.23641; (Monetary values in constant 2013 $) 2 -2 2010: 0.54678; (Monetary values in constant 2013 $) 3 -1 2011: 5.3749; (Monetary values in constant 2013 $) 4 0 2012: 5.1811; (Monetary values in constant 2013 $) 5 1 2013: 6.7491
| Network Extensions | (Monetary values in constant 2013 $) 0 -4 2008: Initial Identified New Customers; (Monetary values in constant 2013 $) 3 -1 2011: Base Consumption per User: kWh/yr (before scaling); (Monetary values in constant 2013 $) 6 2 2014: Growth in customer no. %/yr; (Monetary values in constant 2013 $) 9 5 2017: Growth in unit consumption %/yr; (Monetary values in constant 2013 $) 12 8 2020: Base energy demand: MWh/yr |  |  |  | Include/ exclude
|  | Commercial | Domestic Urban | Domestic Rural | Commercial | Domestic Urban | Domestic Rural | Commercial | Domestic Urban | Domestic Rural | Commercial | Domestic Urban | Domestic Rural | Commercial | Domestic Urban | Domestic Rural | Implied new load: kW | Average load factor: % | Capacity check | Max.demand: Mvar | Power factor | Max kW | Extension capex (US$m) | Substation capex (US$m) | Total capex (US$) | Extensions | Upgrades
|  | 150 | 350 | 495.0661 | 15000 | 1573 | 737 | 2.3% | 2.3% | 2.3% | 1% | 1% | 1% | 2250 | 412.9125 | 182.4319 | 536.1761 | 60.58% |  | 6500 | 1 | 6500 | 8.7712 | 3.6972 | 12.4684 | 1 | 1
|  | Total | 995.0661 | 995.0661 | [9 empty] | 65% | 50% | 30% | 0.53883 |  |  |  |  | 12.1229
[15 empty] | Av. Cust cons: | 2859.4526
[6 empty] | % connected | 44% | 90% | 100% | 100% | 100% | 100% | 100% | 100% | 100% | 100% | 100% | 100% | 100% | 100% | 100% | 100%
|  | 2008 | 2009 | 2010 | 2011 | 2012 | 2010 | 2011 | 2012 | 2013 | 2014 | 2012 | 2013 | 2014 | 2015 | 2016 | 2014 | 2015 | 2016 | 2017 | 2018 | 2016
Customer numbers
| Commercial - T2 | 0 | 0 | 0 | 0 | 0 | 67.518 | 141.2814 | 160.5899 | 164.2834 | 168.062 | 171.9274 | 175.8817 | 179.927 | 184.0653 | 188.2988 | 192.6297 | 197.0602 | 201.5926 | 206.2292 | 210.9725 | 215.8248
| Domestic Urban - T1 | 0 | 0 | 0 | 0 | 0 | 157.542 | 329.6566 | 374.7097 | 383.328 | 392.1446 | 401.1639 | 410.3907 | 419.8297 | 429.4857 | 439.3639 | 449.4693 | 459.8071 | 470.3826 | 481.2014 | 492.2691 | 503.5913
| Domestic Rural - T1 | 0 | 0 | 0 | 0 | 0 | 222.8392 | 466.2909 | 530.0174 | 542.2078 | 554.6785 | 567.4361 | 580.4872 | 593.8384 | 607.4967 | 621.4691 | 635.7629 | 650.3854 | 665.3443 | 680.6472 | 696.3021 | 712.317
| Total served by extension lines | [5 empty] | 447.8992 | 937.229 | 1065.3169 | 1089.8192 | 1114.8851 | 1140.5274 | 1166.7596 | 1193.595 | 1221.0477 | 1249.1318 | 1277.8618 | 1307.2527 | 1337.3195 | 1368.0778 | 1399.5436 | 1431.7331
| New customers served by substation upgrades | [5 empty] | 987.206 | 1009.9117 | 1033.1397 | 1056.9019 | 1081.2107 | 1106.0785 | 1131.5183 | 1157.5432 | 1184.1667 | 1211.4026 | 1239.2648 | 1267.7679 | 1296.9266 | 1326.7559 | 1357.2713 | 1388.4885
Units consumption: kWh/yr
| Commercial - T2 | 0 | 0 | 0 | 0 | 0 | 15150 | 15301.5 | 15454.515 | 15609.0602 | 15765.1508 | 15922.8023 | 16082.0303 | 16242.8506 | 16405.2791 | 16569.3319 | 16735.0252 | 16902.3755 | 17071.3992 | 17242.1132 | 17414.5343 | 17588.6797
| Domestic Urban - T1 | 0 | 0 | 0 | 0 | 0 | 1191.5475 | 1203.463 | 1215.4976 | 1227.6526 | 1239.9291 | 1252.3284 | 1264.8517 | 1277.5002 | 1290.2752 | 1303.178 | 1316.2097 | 1329.3718 | 1342.6655 | 1356.0922 | 1369.6531 | 1383.3497
| Domestic Rural - T1 | 0 | 0 | 0 | 0 | 0 | 372.185 | 375.9069 | 379.6659 | 383.4626 | 387.2972 | 391.1702 | 395.0819 | 399.0327 | 403.023 | 407.0533 | 411.1238 | 415.235 | 419.3874 | 423.5812 | 427.8171 | 432.0952
Energy consumption: MWh/yr
| Commercial - T2 | 0 | 0 | 0 | 0 | 0 | 1022.8977 | 2161.8176 | 2481.8386 | 2564.3101 | 2649.5222 | 2737.5658 | 2828.5351 | 2922.5273 | 3019.6429 | 3119.9856 | 3223.6627 | 3330.7851 | 3441.467 | 3555.827 | 3673.9871 | 3796.0737
| Domestic Urban - T1 | 0 | 0 | 0 | 0 | 0 | 187.7188 | 396.7296 | 455.4588 | 470.5936 | 486.2315 | 502.3889 | 519.0833 | 536.3325 | 554.1548 | 572.5694 | 591.5958 | 611.2546 | 631.5666 | 652.5535 | 674.2379 | 696.6428
| Domestic Rural - T1 | 0 | 0 | 0 | 0 | 0 | 82.9374 | 175.282 | 201.2295 | 207.9164 | 214.8254 | 221.9641 | 229.34 | 236.9609 | 244.8351 | 252.971 | 261.3772 | 270.0628 | 279.037 | 288.3094 | 297.8899 | 307.7888
| Total energy demand: MWh/yr | 0 | 0 | 0 | 0 | 0 | 1293.5539 | 2733.8291 | 3138.5269 | 3242.8202 | 3350.5791 | 3461.9188 | 3576.9584 | 3695.8207 | 3818.6328 | 3945.526 | 4076.6358 | 4212.1024 | 4352.0706 | 4496.6899 | 4646.1149 | 4800.5053
| Peak load: kW |  |  |  | 0 | 0 | 243.757 | 515.1622 | 591.4234 | 611.0764 | 631.3824 | 652.3633 | 674.0413 | 696.4397 | 719.5824 | 743.4941 | 768.2004 | 793.7277 | 820.1033 | 847.3553 | 875.5129 | 904.6062
| Adjusted energy: MWh/yr |  |  |  | 0 | 0 | 1293.5539 | 2733.8291 | 3138.5269 | 3242.8202 | 3350.5791 | 3461.9188 | 3576.9584 | 3695.8207 | 3818.6328 | 3945.526 | 4076.6358 | 4212.1024 | 4352.0706 | 4496.6899 | 4646.1149 | 4800.5053
| Capacity limit binding |  |  |  |  | 0 | 0 | 0 | 0 | 0 | 0 | 0 | 0 | 0 | 0 | 0 | 0 | 0 | 0 | 0 | 0 | 0
| Commercial - T2 |  |  |  | 0 | 0 | 1022.8977 | 2161.8176 | 2481.8386 | 2564.3101 | 2649.5222 | 2737.5658 | 2828.5351 | 2922.5273 | 3019.6429 | 3119.9856 | 3223.6627 | 3330.7851 | 3441.467 | 3555.827 | 3673.9871 | 3796.0737
| Domestic Urban - T1 |  |  |  | 0 | 0 | 187.7188 | 396.7296 | 455.4588 | 470.5936 | 486.2315 | 502.3889 | 519.0833 | 536.3325 | 554.1548 | 572.5694 | 591.5958 | 611.2546 | 631.5666 | 652.5535 | 674.2379 | 696.6428
| Domestic Rural - T1 |  |  |  | 0 | 0 | 82.9374 | 175.282 | 201.2295 | 207.9164 | 214.8254 | 221.9641 | 229.34 | 236.9609 | 244.8351 | 252.971 | 261.3772 | 270.0628 | 279.037 | 288.3094 | 297.8899 | 307.7888
| Total energy supplied to extensions: GWh | 0 | 0 | 0 | 0 | 0 | 1.2936 | 2.7338 | 3.1385 | 3.2428 | 3.3506 | 3.4619 | 3.577 | 3.6958 | 3.8186 | 3.9455 | 4.0766 | 4.2121 | 4.3521 | 4.4967 | 4.6461 | 4.8005
|  | 0 | 0 | 0 | Capacity binding
Substation Upgrades
|  | 2008 | 2009 | 2010 | 2011 | 2012 | 2013 | 2014 | 2015 | 2016 | 2017 | 2018 | 2019 | 2020 | 2021 | 2022 | 2023 | 2024 | 2025 | 2026 | 2027 | 2028
| Additional capacity in MVA | 5 | 0 | 0 | 0 | 0 | 5 | 5 | 5 | 5 | 5 | 5 | 5 | 5 | 5 | 5 | 5 | 5 | 5 | 5 | 5 | 5
1 | Potential extra energy: GWh | 20.4765 | 20.4765 | 20.4765 | 20.4765 | 20.4765 | 20.4765 | 20.4765 | 20.4765 | 20.4765 | 20.4765 | 20.4765 | 20.4765 | 20.4765 | 20.4765 | 20.4765 | 20.4765 | 20.4765 | 20.4765 | 20.4765 | 20.4765 | 20.4765
2 | Base demand in regions in MW | 6.5 | 0 | 0 | 0 | 0 | 6.5 | 6.5 | 6.5 | 6.5 | 6.5 | 6.5 | 6.5 | 6.5 | 6.5 | 6.5 | 6.5 | 6.5 | 6.5 | 6.5 | 6.5 | 6.5
3 | Potential energy supply: GWh | 2008: 53.5017
| Customer numbers |  |  |  |  | 42922 | 43909.206 | 44919.1177 | 45952.2574 | 47009.1594 | 48090.37 | 49196.4485 | 50327.9669 | 51485.5101 | 52669.6768 | 53881.0794 | 55120.3442 | 56388.1121 | 57685.0387 | 59011.7946 | 60369.0659 | 61757.5544
4 | Energy demand: GWh (grows at X%pa) | 31.317 | 31.317 | 31.317 | 31.317 | 31.317 | 31.6302 | 31.9465 | 32.2659 | 32.5886 | 32.9145 | 33.2436 | 33.5761 | 33.9118 | 34.2509 | 34.5935 | 34.9394 | 35.2888 | 35.6417 | 35.9981 | 36.3581 | 36.7216
| Increase in demand: GWh | 0 | 0 | 0 | 0 | 0 | 0.31317 | 0.62947 | 0.94894 | 1.2716 | 1.5975 | 1.9266 | 2.2591 | 2.5948 | 2.9339 | 3.2765 | 3.6224 | 3.9718 | 4.3247 | 4.6811 | 5.0411 | 5.4046
5 | Energy Served by New Substations: GWh | 0 | 0 | 0 | 0 | 0 | 0.31317 | 0.62947 | 0.94894 | 1.2716 | 1.5975 | 1.9266 | 2.2591 | 2.5948 | 2.9339 | 3.2765 | 3.6224 | 3.9718 | 4.3247 | 4.6811 | 5.0411 | 5.4046
| Technical losses averted (GWh) | 0 | 0 | 0 | 0 | 0 | 0.003758 | 0.0075537 | 0.011387 | 0.015259 | 0.01917 | 0.02312 | 0.027109 | 0.031138 | 0.035207 | 0.039317 | 0.043469 | 0.047661 | 0.051896 | 0.056173 | 0.060493 | 0.064856
| Energy Served by Extensions: GWh | 0 | 0 | 0 | 0 | 0 | 1.2936 | 2.7338 | 3.1385 | 3.2428 | 3.3506 | 3.4619 | 3.577 | 3.6958 | 3.8186 | 3.9455 | 4.0766 | 4.2121 | 4.3521 | 4.4967 | 4.6461 | 4.8005
| Total energy served by T&D projects: GWh | 0 | 0 | 0 | 0 | 0 | 1.6067 | 3.3633 | 4.0875 | 4.5144 | 4.9481 | 5.3885 | 5.836 | 6.2906 | 6.7526 | 7.222 | 7.699 | 8.1839 | 8.6767 | 9.1778 | 9.6872 | 10.2052
[6 empty] | Implied customer nos. | 108.4366 | 215.7996 | 322.0995 | 427.347 | 531.5525 | 634.7262 | 736.8783 | 838.0191 | 938.1585 | 1037.3064 | 1135.4726 | 1232.6669 | 1328.8989 | 1424.1781 | 1518.5139 | 1611.9157
Benefits
|  | 2008 | 2009 | 2010 | 2011 | 2012 | 2013 | 2014 | 2015 | 2016 | 2017 | 2018 | 2019 | 2020 | 2021 | 2022 | 2023 | 2024 | 2025 | 2026 | 2027 | 2028
Willingness to pay on EXTENSIONS
WTP (USD/kWh)
| Commercial - T2 | 0.57 | 0.57 | 0.57 | 0.57 | 0.57 | 0.57 | 0.57 | 0.57 | 0.57 | 0.57 | 0.57 | 0.57 | 0.57 | 0.57 | 0.57 | 0.57 | 0.57 | 0.57 | 0.57 | 0.57 | 0.57
| Domestic Urban - T1 | 0.597 | 0.597 | 0.597 | 0.597 | 0.597 | 0.597 | 0.597 | 0.597 | 0.597 | 0.597 | 0.597 | 0.597 | 0.597 | 0.597 | 0.597 | 0.597 | 0.597 | 0.597 | 0.597 | 0.597 | 0.597
| Domestic Rural - T1 | 0.696 | 0.696 | 0.696 | 0.696 | 0.696 | 0.696 | 0.696 | 0.696 | 0.696 | 0.696 | 0.696 | 0.696 | 0.696 | 0.696 | 0.696 | 0.696 | 0.696 | 0.696 | 0.696 | 0.696 | 0.696
WTP (Thousand USD)
| Commercial - T2 | 0 | 0 | 0 | 0 | 0 | 583.0517 | 1232.236 | 1414.648 | 1461.6568 | 1510.2276 | 1560.4125 | 1612.265 | 1665.8406 | 1721.1964 | 1778.3918 | 1837.4878 | 1898.5475 | 1961.6362 | 2026.8214 | 2094.1727 | 2163.762
| Domestic Urban - T1 | 0 | 0 | 0 | 0 | 0 | 112.0681 | 236.8475 | 271.9089 | 280.9444 | 290.2802 | 299.9262 | 309.8927 | 320.1905 | 330.8304 | 341.8239 | 353.1827 | 364.919 | 377.0452 | 389.5745 | 402.52 | 415.8957
| Domestic Rural - T1 | 0 | 0 | 0 | 0 | 0 | 57.7244 | 121.9962 | 140.0557 | 144.7098 | 149.5185 | 154.487 | 159.6206 | 164.9248 | 170.4053 | 176.0678 | 181.9186 | 187.9637 | 194.2097 | 200.6633 | 207.3314 | 214.221
| Total WTP extensions (Million USD) | 0 | 0 | 0 | 0 | 0 | 0.75284 | 1.5911 | 1.8266 | 1.8873 | 1.95 | 2.0148 | 2.0818 | 2.151 | 2.2224 | 2.2963 | 2.3726 | 2.4514 | 2.5329 | 2.6171 | 2.704 | 2.7939
WTP on substation upgrades
| WTP (Million USD) | 0 | 0 | 0 | 0 | 0 | 0.092385 | 0.18569 | 0.27994 | 0.37512 | 0.47126 | 0.56835 | 0.66642 | 0.76547 | 0.86551 | 0.96655 | 1.0686 | 1.1717 | 1.2758 | 1.3809 | 1.4871 | 1.5944
| Total WTP (Million USD) | 0 | 0 | 0 | 0 | 0 | 0.84523 | 1.7768 | 2.1065 | 2.2624 | 2.4213 | 2.5832 | 2.7482 | 2.9164 | 3.0879 | 3.2628 | 3.4412 | 3.6231 | 3.8087 | 3.998 | 4.1911 | 4.3882
Reduced technical losses
| Total value of reduced losses (Million USD) | 0 | 0 | 0 | 0 | 0 | 0.0011086 | 0.0022283 | 0.0033592 | 0.0045014 | 0.0056551 | 0.0068203 | 0.0079971 | 0.0091857 | 0.010386 | 0.011599 | 0.012823 | 0.01406 | 0.015309 | 0.016571 | 0.017845 | 0.019132
| Total benefits (Million USD)………………………………………. | 0 | 0 | 0 | 0 | 0 | 0.84523 | 1.7768 | 2.1065 | 2.2624 | 2.4213 | 2.5832 | 2.7482 | 2.9164 | 3.0879 | 3.2628 | 3.4412 | 3.6231 | 3.8087 | 3.998 | 4.1911 | 4.3882
| Net Benefits (Million USD)………………………………………………….. | 0 | -0.23641 | -0.54678 | -5.3749 | -5.1811 | -6.7593 | 0.53707 | 1.3689 | 1.5441 | 1.6793 | 1.8167 | 1.9565 | 2.0986 | 2.2432 | 2.3902 | 2.5398 | 2.692 | 2.8468 | 3.0044 | 3.1648 | 3.3281
Notes
1 | MVA capacity *power factor*load factor*hours*inc;/excl switch
2 | Mott McDonald engineering estimates. Assumes demand growth constrained until upgrades come on line.
3 | Existing demand plus extra energy enabled by substation upgrade
4 | Energy demand capped at capacity set by existing demand plus additional capacity provided by substation upgrade.
5 | Corrected for losses.

## Mwanza
Tanzania: Distribution Systems Rehabilitation and Extension Activity | [6 empty] | Last updated: 9/25/2017
Mwanza Benefit-Cost Analysis
Economic Returns
ERRs (economic internal rates of return)
| 20-year ERR: |  | 13.6%
Present Values (2013 USDm, 10% discount rate)
| Net benefits |  | 6.552
| Investment costs |  | 20.0817
| Net local benefits |  | 26.6337
| All costs |  | 28.9879
| All benefits |  | 35.5399
| Benefit:cost ratio |  | 1.226
| Costs | (Monetary values in constant 2013 $)
| Compact Year | 0 | 1 | 2 | 3 | 4 | 5 | 6 | 7 | 8 | 9 | 10 | 11 | 12 | 13 | 14 | 15 | 16 | 17 | 18 | 19 | 20
| Benefit year | -4 | -3 | -2 | -1 | 0 | 1 | 2 | 3 | 4 | 5 | 6 | 7 | 8 | 9 | 10 | 11 | 12 | 13 | 14 | 15 | 16
|  | 2008 | 2009 | 2010 | 2011 | 2012 | 2013 | 2014 | 2015 | 2016 | 2017 | 2018 | 2019 | 2020 | 2021 | 2022 | 2023 | 2024 | 2025 | 2026 | 2027 | 2028
| Op Flag | 0 | 0 | 0 | 0 | 0 | 1 | 1 | 1 | 1 | 1 | 1 | 1 | 1 | 1 | 1 | 1 | 1 | 1 | 1 | 1 | 1
|  | Inflation index | 0.66195 | 0.73387 | 0.8136 | 0.902 | 1 | 1.098
T&D upgrade and extensions
| Capex phasing | (Monetary values in constant 2013 $) 0 -4 2008: 0%; (Monetary values in constant 2013 $) 1 -3 2009: 0.4%; (Monetary values in constant 2013 $) 2 -2 2010: 2.5%; (Monetary values in constant 2013 $) 3 -1 2011: 26.6%; (Monetary values in constant 2013 $) 4 0 2012: 27.7%; (Monetary values in constant 2013 $) 5 1 2013: 38.9%; (Monetary values in constant 2013 $) 6 2 2014: 3.9%
| Capex: Million USD | (Monetary values in constant 2013 $) 0 -4 2008: 0; (Monetary values in constant 2013 $) 1 -3 2009: 0.12168; (Monetary values in constant 2013 $) 2 -2 2010: 0.68597; (Monetary values in constant 2013 $) 3 -1 2011: 6.5834; (Monetary values in constant 2013 $) 4 0 2012: 6.1838; (Monetary values in constant 2013 $) 5 1 2013: 7.8331; (Monetary values in constant 2013 $) 6 2 2014: 0.71523
| Opex: Million USD | 0 | 0 | 0 | 0 | 0 | 0 | 0 | 0 | 0 | 0 | 0 | 0 | 0 | 0 | 0 | 0 | 0 | 0 | 0 | 0 | 0
| Supervision: Million USD | (Monetary values in constant 2013 $) 0 -4 2008: 0; (Monetary values in constant 2013 $) 1 -3 2009: 0.009774; (Monetary values in constant 2013 $) 2 -2 2010: 0.061088; (Monetary values in constant 2013 $) 3 -1 2011: 0.64997; (Monetary values in constant 2013 $) 4 0 2012: 0.67685; (Monetary values in constant 2013 $) 5 1 2013: 0.95052
| Technical assistance: Million USD | (Monetary values in constant 2013 $) 0 -4 2008: 0; (Monetary values in constant 2013 $) 1 -3 2009: 0.0079546; (Monetary values in constant 2013 $) 2 -2 2010: 0.049716; (Monetary values in constant 2013 $) 3 -1 2011: 0.52898; (Monetary values in constant 2013 $) 4 0 2012: 0.55085; (Monetary values in constant 2013 $) 5 1 2013: 0.77358
| Feasibility & Design Studies: Million USD | (Monetary values in constant 2013 $) 0 -4 2008: 0; (Monetary values in constant 2013 $) 1 -3 2009: 0.18803; (Monetary values in constant 2013 $) 2 -2 2010: 0; (Monetary values in constant 2013 $) 3 -1 2011: 0; (Monetary values in constant 2013 $) 4 0 2012: 0; (Monetary values in constant 2013 $) 5 1 2013: 0
Connection costs: USD per customer
| Commercial - T2 | 655.425 | 655.425 | 655.425 | 655.425 | 655.425 | 655.425 | 655.425 | 655.425 | 655.425 | 655.425 | 655.425 | 655.425 | 655.425 | 655.425 | 655.425 | 655.425 | 655.425 | 655.425 | 655.425 | 655.425 | 655.425
| Domestic Urban - T1 | 296.7 | 296.7 | 296.7 | 296.7 | 296.7 | 296.7 | 296.7 | 296.7 | 296.7 | 296.7 | 296.7 | 296.7 | 296.7 | 296.7 | 296.7 | 296.7 | 296.7 | 296.7 | 296.7 | 296.7 | 296.7
| Domestic Rural - T1 | 407.25 | 407.25 | 407.25 | 407.25 | 407.25 | 407.25 | 407.25 | 407.25 | 407.25 | 407.25 | 407.25 | 407.25 | 407.25 | 407.25 | 407.25 | 407.25 | 407.25 | 407.25 | 407.25 | 407.25 | 407.25
| Undifferentiated (for SS) | 400 | 400 | 400 | 400 | 400 | 400 | 400 | 400 | 400 | 400 | 400 | 400 | 400 | 400 | 400 | 400 | 400 | 400 | 400 | 400 | 400
Connection costs by customer category: Thousand USD
| Commercial - T2 | 0 | 0 | 0 | 0 | 0 | 62.8392 | 68.6519 | 17.9705 | 3.4376 | 3.5167 | 3.5976 | 3.6803 | 3.765 | 3.8515 | 3.9401 | 4.0308 | 4.1235 | 4.2183 | 4.3153 | 4.4146 | 4.5161
| Domestic Urban - T1 | 0 | 0 | 0 | 0 | 0 | 100.163 | 109.428 | 28.6441 | 5.4794 | 5.6054 | 5.7344 | 5.8662 | 6.0012 | 6.1392 | 6.2804 | 6.4248 | 6.5726 | 6.7238 | 6.8784 | 7.0366 | 7.1985
| Domestic Rural - T1 | 0 | 0 | 0 | 0 | 0 | 217.2207 | 237.3136 | 62.1197 | 11.883 | 12.1564 | 12.4359 | 12.722 | 13.0146 | 13.3139 | 13.6201 | 13.9334 | 14.2539 | 14.5817 | 14.9171 | 15.2602 | 15.6112
| Undifferentiated (for SS) | 0 | 0 | 0 | 0 | 0 | 461.84 | 10.6223 | 10.8666 | 11.1166 | 11.3722 | 11.6338 | 11.9014 | 12.1751 | 12.4551 | 12.7416 | 13.0347 | 13.3345 | 13.6412 | 13.9549 | 14.2759 | 14.6042
| Total connection costs: Million USD | 0 | 0 | 0 | 0 | 0 | 0.84206 | 0.42602 | 0.1196 | 0.031917 | 0.032651 | 0.033402 | 0.03417 | 0.034956 | 0.03576 | 0.036582 | 0.037424 | 0.038284 | 0.039165 | 0.040066 | 0.040987 | 0.04193
Energy costs
| Unit energy cost: USD/kWh | 0.21552 | 0.21552 | 0.21552 | 0.21552 | 0.21552 | 0.21552 | 0.21552 | 0.21552 | 0.21552 | 0.21552 | 0.21552 | 0.21552 | 0.21552 | 0.21552 | 0.21552 | 0.21552 | 0.21552 | 0.21552 | 0.21552 | 0.21552 | 0.21552
Trans. losses before bulk supply point: % | bar: (Monetary values in constant 2013 $) 0 -4 2008 to (Monetary values in constant 2013 $) 20 16 2028
T&D losses on networks: % | bar: (Monetary values in constant 2013 $) 0 -4 2008 to (Monetary values in constant 2013 $) 20 16 2028
| Total energy cost: Million USD | 0 | 0 | 0 | 0 | 0 | 0.54736 | 1.1568 | 1.328 | 1.3722 | 1.4178 | 1.4649 | 1.5136 | 1.5639 | 1.6158 | 1.6695 | 1.725 | 1.7823 | 1.8416 | 1.9027 | 1.966 | 2.0313
Social and Environmental Costs: Million USD
| Environmental studies | (Monetary values in constant 2013 $) 0 -4 2008: 0; (Monetary values in constant 2013 $) 1 -3 2009: 0.040561; (Monetary values in constant 2013 $) 2 -2 2010: 0; (Monetary values in constant 2013 $) 3 -1 2011: 0; (Monetary values in constant 2013 $) 4 0 2012: 0; (Monetary values in constant 2013 $) 5 1 2013: 0
| Resettlement | (Monetary values in constant 2013 $) 0 -4 2008: 0; (Monetary values in constant 2013 $) 1 -3 2009: 0.0081239; (Monetary values in constant 2013 $) 2 -2 2010: 0.050774; (Monetary values in constant 2013 $) 3 -1 2011: 0.54024; (Monetary values in constant 2013 $) 4 0 2012: 0.56258; (Monetary values in constant 2013 $) 5 1 2013: 0.79005
| Total S&E costs: | (Monetary values in constant 2013 $) 0 -4 2008: 0; (Monetary values in constant 2013 $) 1 -3 2009: 0.048685; (Monetary values in constant 2013 $) 2 -2 2010: 0.050774; (Monetary values in constant 2013 $) 3 -1 2011: 0.54024; (Monetary values in constant 2013 $) 4 0 2012: 0.56258; (Monetary values in constant 2013 $) 5 1 2013: 0.79005
| Program and administration costs: Million USD | (Monetary values in constant 2013 $) 0 -4 2008: 0; (Monetary values in constant 2013 $) 1 -3 2009: 0.0039099; (Monetary values in constant 2013 $) 2 -2 2010: 0.024437; (Monetary values in constant 2013 $) 3 -1 2011: 0.26001; (Monetary values in constant 2013 $) 4 0 2012: 0.27076; (Monetary values in constant 2013 $) 5 1 2013: 0.38024
| Monitoring and evaluation costs: Million USD | (Monetary values in constant 2013 $) 0 -4 2008: 0; (Monetary values in constant 2013 $) 1 -3 2009: 0.0017719; (Monetary values in constant 2013 $) 2 -2 2010: 0.011074; (Monetary values in constant 2013 $) 3 -1 2011: 0.11783; (Monetary values in constant 2013 $) 4 0 2012: 0.1227; (Monetary values in constant 2013 $) 5 1 2013: 0.17231
| Total Costs: Million USD | 0 | 0.38181 | 0.88306 | 8.6805 | 8.3676 | 12.2892 | 2.298 | 1.4476 | 1.4041 | 1.4504 | 1.4983 | 1.5477 | 1.5988 | 1.6516 | 1.7061 | 1.7624 | 1.8206 | 1.8807 | 1.9428 | 2.007 | 2.0732
| Investment costs | (Monetary values in constant 2013 $) 0 -4 2008: 0; (Monetary values in constant 2013 $) 1 -3 2009: 0.38181; (Monetary values in constant 2013 $) 2 -2 2010: 0.88306; (Monetary values in constant 2013 $) 3 -1 2011: 8.6805; (Monetary values in constant 2013 $) 4 0 2012: 8.3676; (Monetary values in constant 2013 $) 5 1 2013: 10.8998
| Network Extensions | (Monetary values in constant 2013 $) 0 -4 2008: Initial Identified New Customers; (Monetary values in constant 2013 $) 3 -1 2011: Base Consumption per User: kWh/yr (before scaling); (Monetary values in constant 2013 $) 6 2 2014: Growth in customer no. %/yr; (Monetary values in constant 2013 $) 9 5 2017: Growth in unit consumption %/yr; (Monetary values in constant 2013 $) 12 8 2020: Base energy demand: MWh/yr |  |  |  | Include/ exclude
|  | Commercial | Domestic Urban | Domestic Rural | Commercial | Domestic Urban | Domestic Rural | Commercial | Domestic Urban | Domestic Rural | Commercial | Domestic Urban | Domestic Rural | Commercial | Domestic Urban | Domestic Rural | Implied new load: kW | Average load factor: % | Capacity check | Max.demand: Mvar | Power factor | Max kW | Extension capex (US$m) | Substation capex (US$m) | Total capex (US$) | Extensions | Upgrades
|  | 213 | 750 | 1184.9823 | 15000 | 2425 | 1734 | 2.3% | 2.3% | 2.3% | 1% | 1% | 1% | 3195 | 1364.0625 | 1027.3797 | 1161.5915 | 54.9% |  | 13500 | 1 | 13500 | 16.5986 | 3.5379 | 20.1365 | 1 | 1
|  | Total | 2147.9823 | 2147.9823 | [9 empty] | 65% | 50% | 30% | 0.54078 |  |  |  |  | 11.622
[15 empty] | Av. Cust cons: | 2600.7859
[6 empty] | % of initial target customers connected | 44% | 90% | 100% | 100% | 100% | 100% | 100% | 100% | 100% | 100% | 100% | 100% | 100% | 100% | 100% | 100%
|  | 2008 | 2009 | 2010 | 2011 | 2012 | 2013 | 2014 | 2015 | 2016 | 2017 | 2018 | 2019 | 2020 | 2021 | 2022 | 2023 | 2024 | 2025 | 2026 | 2027 | 2028
Customer numbers
| Commercial - T2 | 0 | 0 | 0 | 0 | 0 | 95.8756 | 200.6196 | 228.0376 | 233.2825 | 238.648 | 244.1369 | 249.752 | 255.4963 | 261.3727 | 267.3843 | 273.5342 | 279.8254 | 286.2614 | 292.8454 | 299.5809 | 306.4713
| Domestic Urban - T1 | 0 | 0 | 0 | 0 | 0 | 337.59 | 706.4071 | 802.9494 | 821.4172 | 840.3098 | 859.6369 | 879.4086 | 899.635 | 920.3266 | 941.4941 | 963.1485 | 985.3009 | 1007.9628 | 1031.1459 | 1054.8623 | 1079.1241
| Domestic Rural - T1 | 0 | 0 | 0 | 0 | 0 | 533.3842 | 1116.1065 | 1268.6411 | 1297.8198 | 1327.6697 | 1358.2061 | 1389.4448 | 1421.402 | 1454.0943 | 1487.5385 | 1521.7518 | 1556.7521 | 1592.5574 | 1629.1862 | 1666.6575 | 1704.9907
| Total served by extension lines | [5 empty] | 966.8498 | 2023.1332 | 2299.6281 | 2352.5195 | 2406.6275 | 2461.9799 | 2518.6054 | 2576.5333 | 2635.7936 | 2696.4169 | 2758.4345 | 2821.8784 | 2886.7817 | 2953.1776 | 3021.1007 | 3090.586
| New customers served by substation upgrades | [5 empty] | 1154.6 | 1181.1558 | 1208.3224 | 1236.1138 | 1264.5444 | 1293.6289 | 1323.3824 | 1353.8202 | 1384.9581 | 1416.8121 | 1449.3988 | 1482.7349 | 1516.8379 | 1551.7251 | 1587.4148 | 1623.9253
Units consumption: kWh/yr
| Commercial - T2 | 0 | 0 | 0 | 0 | 0 | 15150 | 15301.5 | 15454.515 | 15609.0602 | 15765.1508 | 15922.8023 | 16082.0303 | 16242.8506 | 16405.2791 | 16569.3319 | 16735.0252 | 16902.3755 | 17071.3992 | 17242.1132 | 17414.5343 | 17588.6797
| Domestic Urban - T1 | 0 | 0 | 0 | 0 | 0 | 1836.9375 | 1855.3069 | 1873.8599 | 1892.5985 | 1911.5245 | 1930.6398 | 1949.9462 | 1969.4456 | 1989.1401 | 2009.0315 | 2029.1218 | 2049.413 | 2069.9072 | 2090.6062 | 2111.5123 | 2132.6274
| Domestic Rural - T1 | 0 | 0 | 0 | 0 | 0 | 875.67 | 884.4267 | 893.271 | 902.2037 | 911.2257 | 920.338 | 929.5414 | 938.8368 | 948.2251 | 957.7074 | 967.2845 | 976.9573 | 986.7269 | 996.5941 | 1006.5601 | 1016.6257
Energy consumption: MWh/yr
| Commercial - T2 | 0 | 0 | 0 | 0 | 0 | 1452.5147 | 3069.781 | 3524.2109 | 3641.3204 | 3762.3215 | 3887.3434 | 4016.5198 | 4149.9888 | 4287.8929 | 4430.3796 | 4577.6011 | 4729.7148 | 4886.8832 | 5049.2743 | 5217.0617 | 5390.4247
| Domestic Urban - T1 | 0 | 0 | 0 | 0 | 0 | 620.1317 | 1310.6019 | 1504.6147 | 1554.613 | 1606.2728 | 1659.6493 | 1714.7994 | 1771.7822 | 1830.6585 | 1891.4913 | 1954.3455 | 2019.2884 | 2086.3894 | 2155.7201 | 2227.3547 | 2301.3697
| Domestic Rural - T1 | 0 | 0 | 0 | 0 | 0 | 467.0686 | 987.1144 | 1133.2402 | 1170.8978 | 1209.8067 | 1250.0086 | 1291.5464 | 1334.4645 | 1378.8087 | 1424.6266 | 1471.9669 | 1520.8804 | 1571.4192 | 1623.6375 | 1677.5909 | 1733.3373
| Total energy demand: MWh/yr | 0 | 0 | 0 | 0 | 0 | 2539.715 | 5367.4972 | 6162.0658 | 6366.8312 | 6578.401 | 6797.0013 | 7022.8656 | 7256.2354 | 7497.3602 | 7746.4974 | 8003.9135 | 8269.8836 | 8544.6918 | 8828.6319 | 9122.0074 | 9425.1317
| Peak load: kW |  |  |  | 0 | 0 | 528.0841 | 1116.0662 | 1281.2812 | 1323.8581 | 1367.8499 | 1413.3036 | 1460.2677 | 1508.7924 | 1558.9295 | 1610.7328 | 1664.2574 | 1719.5607 | 1776.7017 | 1835.7415 | 1896.7432 | 1959.7719
| Adjusted energy: MWh/yr |  |  |  | 0 | 0 | 2539.715 | 5367.4972 | 6162.0658 | 6366.8312 | 6578.401 | 6797.0013 | 7022.8656 | 7256.2354 | 7497.3602 | 7746.4974 | 8003.9135 | 8269.8836 | 8544.6918 | 8828.6319 | 9122.0074 | 9425.1317
| Capacity limit binding |  |  |  |  | 0 | 0 | 0 | 0 | 0 | 0 | 0 | 0 | 0 | 0 | 0 | 0 | 0 | 0 | 0 | 0 | 0
| Commercial - T2 |  |  |  | 0 | 0 | 1452.5147 | 3069.781 | 3524.2109 | 3641.3204 | 3762.3215 | 3887.3434 | 4016.5198 | 4149.9888 | 4287.8929 | 4430.3796 | 4577.6011 | 4729.7148 | 4886.8832 | 5049.2743 | 5217.0617 | 5390.4247
| Domestic Urban - T1 |  |  |  | 0 | 0 | 620.1317 | 1310.6019 | 1504.6147 | 1554.613 | 1606.2728 | 1659.6493 | 1714.7994 | 1771.7822 | 1830.6585 | 1891.4913 | 1954.3455 | 2019.2884 | 2086.3894 | 2155.7201 | 2227.3547 | 2301.3697
| Domestic Rural - T1 |  |  |  | 0 | 0 | 467.0686 | 987.1144 | 1133.2402 | 1170.8978 | 1209.8067 | 1250.0086 | 1291.5464 | 1334.4645 | 1378.8087 | 1424.6266 | 1471.9669 | 1520.8804 | 1571.4192 | 1623.6375 | 1677.5909 | 1733.3373
| Total energy supplied to extensions: GWh | 0 | 0 | 0 | 0 | 0 | 2.5397 | 5.3675 | 6.1621 | 6.3668 | 6.5784 | 6.797 | 7.0229 | 7.2562 | 7.4974 | 7.7465 | 8.0039 | 8.2699 | 8.5447 | 8.8286 | 9.122 | 9.4251
|  | 0 | 0 | 0 | Capacity binding
Substation Upgrades
|  | 2008 | 2009 | 2010 | 2011 | 2012 | 2013 | 2014 | 2015 | 2016 | 2017 | 2018 | 2019 | 2020 | 2021 | 2022 | 2023 | 2024 | 2025 | 2026 | 2027 | 2028
| Additional capacity in MVA | 20 | 0 | 0 | 0 | 0 | 20 | 20 | 20 | 20 | 20 | 20 | 20 | 20 | 20 | 20 | 20 | 20 | 20 | 20 | 20 | 20
1 | Potential extra energy: GWh | 81.906 | 81.906 | 81.906 | 81.906 | 81.906 | 81.906 | 81.906 | 81.906 | 81.906 | 81.906 | 81.906 | 81.906 | 81.906 | 81.906 | 81.906 | 81.906 | 81.906 | 81.906 | 81.906 | 81.906 | 81.906
2 | Base demand in regions in MW | 28 | 0 | 0 | 0 | 0 | 28 | 28 | 28 | 28 | 28 | 28 | 28 | 28 | 28 | 28 | 28 | 28 | 28 | 28 | 28 | 28
3 | Potential energy supply: GWh | 2008: 224.1684
| Customer numbers |  |  |  |  | 50200 | 51354.6 | 52535.7558 | 53744.0782 | 54980.192 | 56244.7364 | 57538.3653 | 58861.7477 | 60215.5679 | 61600.526 | 63017.3381 | 64466.7369 | 65949.4718 | 67466.3097 | 69018.0348 | 70605.4496 | 72229.3749
4 | Energy demand: GWh (grows at X%pa) | 134.904 | 134.904 | 134.904 | 134.904 | 134.904 | 136.253 | 137.6156 | 138.9917 | 140.3816 | 141.7855 | 143.2033 | 144.6353 | 146.0817 | 147.5425 | 149.0179 | 150.5081 | 152.0132 | 153.5333 | 155.0687 | 156.6194 | 158.1855
| Increase in demand: GWh | 0 | 0 | 0 | 0 | 0 | 1.349 | 2.7116 | 4.0877 | 5.4776 | 6.8815 | 8.2993 | 9.7313 | 11.1777 | 12.6385 | 14.1139 | 15.6041 | 17.1092 | 18.6293 | 20.1647 | 21.7154 | 23.2815
5 | Energy Served by New Substations: GWh | 0 | 0 | 0 | 0 | 0 | 1.349 | 2.7116 | 4.0877 | 5.4776 | 6.8815 | 8.2993 | 9.7313 | 11.1777 | 12.6385 | 14.1139 | 15.6041 | 17.1092 | 18.6293 | 20.1647 | 21.7154 | 23.2815
| Technical losses averted (GWh) | 0 | 0 | 0 | 0 | 0 | 0.016188 | 0.032539 | 0.049053 | 0.065732 | 0.082578 | 0.099592 | 0.11678 | 0.13413 | 0.15166 | 0.16937 | 0.18725 | 0.20531 | 0.22355 | 0.24198 | 0.26058 | 0.27938
| Energy Served by Extensions: GWh | 0 | 0 | 0 | 0 | 0 | 2.5397 | 5.3675 | 6.1621 | 6.3668 | 6.5784 | 6.797 | 7.0229 | 7.2562 | 7.4974 | 7.7465 | 8.0039 | 8.2699 | 8.5447 | 8.8286 | 9.122 | 9.4251
| Total energy served by T&D projects: GWh | 0 | 0 | 0 | 0 | 0 | 3.8888 | 8.0791 | 10.2498 | 11.8445 | 13.4599 | 15.0963 | 16.7542 | 18.4339 | 20.1359 | 21.8604 | 23.608 | 25.3791 | 27.174 | 28.9933 | 30.8374 | 32.7067
[6 empty] | Implied customer nos. | 513.5691 | 1022.0533 | 1525.503 | 2023.968 | 2517.4978 | 3006.1411 | 3489.9464 | 3968.9615 | 4443.2339 | 4912.8106 | 5377.7379 | 5838.0621 | 6293.8285 | 6745.0824 | 7191.8685 | 7634.2309
Benefits
|  | 2008 | 2009 | 2010 | 2011 | 2012 | 2013 | 2014 | 2015 | 2016 | 2017 | 2018 | 2019 | 2020 | 2021 | 2022 | 2023 | 2024 | 2025 | 2026 | 2027 | 2028
Willingness to pay on EXTENSIONS
WTP (USD/kWh)
| Commercial - T2 | 0.57 | 0.57 | 0.57 | 0.57 | 0.57 | 0.57 | 0.57 | 0.57 | 0.57 | 0.57 | 0.57 | 0.57 | 0.57 | 0.57 | 0.57 | 0.57 | 0.57 | 0.57 | 0.57 | 0.57 | 0.57
| Domestic Urban - T1 | 0.597 | 0.597 | 0.597 | 0.597 | 0.597 | 0.597 | 0.597 | 0.597 | 0.597 | 0.597 | 0.597 | 0.597 | 0.597 | 0.597 | 0.597 | 0.597 | 0.597 | 0.597 | 0.597 | 0.597 | 0.597
| Domestic Rural - T1 | 0.696 | 0.696 | 0.696 | 0.696 | 0.696 | 0.696 | 0.696 | 0.696 | 0.696 | 0.696 | 0.696 | 0.696 | 0.696 | 0.696 | 0.696 | 0.696 | 0.696 | 0.696 | 0.696 | 0.696 | 0.696
WTP (Thousand USD)
| Commercial - T2 | 0 | 0 | 0 | 0 | 0 | 827.9334 | 1749.7751 | 2008.8002 | 2075.5526 | 2144.5232 | 2215.7857 | 2289.4163 | 2365.4936 | 2444.099 | 2525.3164 | 2609.2326 | 2695.9374 | 2785.5234 | 2878.0864 | 2973.7252 | 3072.5421
| Domestic Urban - T1 | 0 | 0 | 0 | 0 | 0 | 370.2186 | 782.4293 | 898.255 | 928.104 | 958.9449 | 990.8106 | 1023.7352 | 1057.754 | 1092.9031 | 1129.2203 | 1166.7443 | 1205.5152 | 1245.5745 | 1286.9649 | 1329.7308 | 1373.9177
| Domestic Rural - T1 | 0 | 0 | 0 | 0 | 0 | 325.0797 | 687.0316 | 788.7352 | 814.9449 | 842.0255 | 870.006 | 898.9163 | 928.7873 | 959.6509 | 991.5401 | 1024.489 | 1058.5327 | 1093.7078 | 1130.0517 | 1167.6033 | 1206.4028
| Total WTP extensions (Million USD) | 0 | 0 | 0 | 0 | 0 | 1.5232 | 3.2192 | 3.6958 | 3.8186 | 3.9455 | 4.0766 | 4.2121 | 4.352 | 4.4967 | 4.6461 | 4.8005 | 4.96 | 5.1248 | 5.2951 | 5.4711 | 5.6529
WTP on substation upgrades
| WTP (Million USD) | 0 | 0 | 0 | 0 | 0 | 0.39797 | 0.79991 | 1.2059 | 1.6159 | 2.03 | 2.4483 | 2.8707 | 3.2974 | 3.7284 | 4.1636 | 4.6032 | 5.0472 | 5.4957 | 5.9486 | 6.406 | 6.8681
| Total WTP (Million USD) | 0 | 0 | 0 | 0 | 0 | 1.9212 | 4.0191 | 4.9017 | 5.4345 | 5.9755 | 6.5249 | 7.0828 | 7.6495 | 8.225 | 8.8097 | 9.4037 | 10.0072 | 10.6205 | 11.2437 | 11.8771 | 12.5209
Reduced technical losses
| Total value of reduced losses (Million USD) | 0 | 0 | 0 | 0 | 0 | 0.0047756 | 0.009599 | 0.014471 | 0.019391 | 0.02436 | 0.02938 | 0.034449 | 0.039569 | 0.04474 | 0.049963 | 0.055239 | 0.060567 | 0.065948 | 0.071383 | 0.076872 | 0.082417
| Total benefits (Million USD)………………………………………. | 0 | 0 | 0 | 0 | 0 | 1.9212 | 4.0191 | 4.9017 | 5.4345 | 5.9755 | 6.5249 | 7.0828 | 7.6495 | 8.225 | 8.8097 | 9.4037 | 10.0072 | 10.6205 | 11.2437 | 11.8771 | 12.5209
| Net Benefits (Million USD)………………………………………………….. | 0 | -0.38181 | -0.88306 | -8.6805 | -8.3676 | -10.368 | 1.7211 | 3.454 | 4.0304 | 4.5251 | 5.0266 | 5.5351 | 6.0506 | 6.5734 | 7.1036 | 7.6413 | 8.1866 | 8.7397 | 9.3009 | 9.8701 | 10.4477
Notes
1 | MVA capacity *power factor*load factor*hours*inc;/excl switch
2 | Mott McDonald engineering estimates. Assumes demand growth constrained until upgrades come on line.
3 | Existing demand plus extra energy enabled by substation upgrade
4 | Energy demand capped at capacity set by existing demand plus additional capacity provided by substation upgrade.
5 | Corrected for losses.

## Mbeya
Tanzania: Distribution Systems Rehabilitation and Extension Activity | [6 empty] | Last updated: 9/25/2017
Mbeya Benefit-Cost Analysis
Economic Returns
ERRs (economic internal rates of return)
| 20-year ERR: |  | 19.06%
Present Values (2013 USDm, 10% discount rate)
| Net benefits |  | 8.2469
| Investment costs |  | 8.0658
| Net local benefits |  | 16.3127
| All costs |  | 11.2013
| All benefits |  | 19.4482
| Benefit:cost ratio |  | 1.7362
| Costs | (Monetary values in constant 2013 $)
| Compact Year | 0 | 1 | 2 | 3 | 4 | 5 | 6 | 7 | 8 | 9 | 10 | 11 | 12 | 13 | 14 | 15 | 16 | 17 | 18 | 19 | 20
| Benefit year | -4 | -3 | -2 | -1 | 0 | 1 | 2 | 3 | 4 | 5 | 6 | 7 | 8 | 9 | 10 | 11 | 12 | 13 | 14 | 15 | 16
|  | 2008 | 2009 | 2010 | 2011 | 2012 | 2013 | 2014 | 2015 | 2016 | 2017 | 2018 | 2019 | 2020 | 2021 | 2022 | 2023 | 2024 | 2025 | 2026 | 2027 | 2028
| Op Flag | 0 | 0 | 0 | 0 | 0 | 1 | 1 | 1 | 1 | 1 | 1 | 1 | 1 | 1 | 1 | 1 | 1 | 1 | 1 | 1 | 1
|  | Inflation index | 0.66195 | 0.73387 | 0.8136 | 0.902 | 1 | 1.098
T&D upgrade and extensions
| Capex phasing | (Monetary values in constant 2013 $) 0 -4 2008: 0%; (Monetary values in constant 2013 $) 1 -3 2009: 0.4%; (Monetary values in constant 2013 $) 2 -2 2010: 2.5%; (Monetary values in constant 2013 $) 3 -1 2011: 26.6%; (Monetary values in constant 2013 $) 4 0 2012: 27.7%; (Monetary values in constant 2013 $) 5 1 2013: 38.9%; (Monetary values in constant 2013 $) 6 2 2014: 3.9%
| Capex: Million USD | (Monetary values in constant 2013 $) 0 -4 2008: 0; (Monetary values in constant 2013 $) 1 -3 2009: 0.048872; (Monetary values in constant 2013 $) 2 -2 2010: 0.27552; (Monetary values in constant 2013 $) 3 -1 2011: 2.6442; (Monetary values in constant 2013 $) 4 0 2012: 2.4837; (Monetary values in constant 2013 $) 5 1 2013: 3.1462; (Monetary values in constant 2013 $) 6 2 2014: 0.28727
| Opex: Million USD | 0 | 0 | 0 | 0 | 0 | 0 | 0 | 0 | 0 | 0 | 0 | 0 | 0 | 0 | 0 | 0 | 0 | 0 | 0 | 0 | 0
| Supervision: Million USD | (Monetary values in constant 2013 $) 0 -4 2008: 0; (Monetary values in constant 2013 $) 1 -3 2009: 0.0039257; (Monetary values in constant 2013 $) 2 -2 2010: 0.024536; (Monetary values in constant 2013 $) 3 -1 2011: 0.26106; (Monetary values in constant 2013 $) 4 0 2012: 0.27186; (Monetary values in constant 2013 $) 5 1 2013: 0.38178
| Technical assistance: Million USD | (Monetary values in constant 2013 $) 0 -4 2008: 0; (Monetary values in constant 2013 $) 1 -3 2009: 0.003195; (Monetary values in constant 2013 $) 2 -2 2010: 0.019968; (Monetary values in constant 2013 $) 3 -1 2011: 0.21246; (Monetary values in constant 2013 $) 4 0 2012: 0.22125; (Monetary values in constant 2013 $) 5 1 2013: 0.31071
| Feasibility & Design Studies: Million USD | (Monetary values in constant 2013 $) 0 -4 2008: 0; (Monetary values in constant 2013 $) 1 -3 2009: 0.075523; (Monetary values in constant 2013 $) 2 -2 2010: 0; (Monetary values in constant 2013 $) 3 -1 2011: 0; (Monetary values in constant 2013 $) 4 0 2012: 0; (Monetary values in constant 2013 $) 5 1 2013: 0
Connection costs: USD per customer
| Commercial - T2 | 655.425 | 655.425 | 655.425 | 655.425 | 655.425 | 655.425 | 655.425 | 655.425 | 655.425 | 655.425 | 655.425 | 655.425 | 655.425 | 655.425 | 655.425 | 655.425 | 655.425 | 655.425 | 655.425 | 655.425 | 655.425
| Domestic Urban - T1 | 296.7 | 296.7 | 296.7 | 296.7 | 296.7 | 296.7 | 296.7 | 296.7 | 296.7 | 296.7 | 296.7 | 296.7 | 296.7 | 296.7 | 296.7 | 296.7 | 296.7 | 296.7 | 296.7 | 296.7 | 296.7
| Domestic Rural - T1 | 407.25 | 407.25 | 407.25 | 407.25 | 407.25 | 407.25 | 407.25 | 407.25 | 407.25 | 407.25 | 407.25 | 407.25 | 407.25 | 407.25 | 407.25 | 407.25 | 407.25 | 407.25 | 407.25 | 407.25 | 407.25
| Undifferentiated (for SS) | 400 | 400 | 400 | 400 | 400 | 400 | 400 | 400 | 400 | 400 | 400 | 400 | 400 | 400 | 400 | 400 | 400 | 400 | 400 | 400 | 400
Connection costs by customer category: Thousand USD
| Commercial - T2 | 0 | 0 | 0 | 0 | 0 | 20.0614 | 21.917 | 5.737 | 1.0975 | 1.1227 | 1.1485 | 1.1749 | 1.202 | 1.2296 | 1.2579 | 1.2868 | 1.3164 | 1.3467 | 1.3777 | 1.4093 | 1.4418
| Domestic Urban - T1 | 0 | 0 | 0 | 0 | 0 | 33.3877 | 36.476 | 9.548 | 1.8265 | 1.8685 | 1.9115 | 1.9554 | 2.0004 | 2.0464 | 2.0935 | 2.1416 | 2.1909 | 2.2413 | 2.2928 | 2.3455 | 2.3995
| Domestic Rural - T1 | 0 | 0 | 0 | 0 | 0 | 65.6563 | 71.7295 | 18.7761 | 3.5917 | 3.6743 | 3.7588 | 3.8453 | 3.9337 | 4.0242 | 4.1168 | 4.2115 | 4.3083 | 4.4074 | 4.5088 | 4.6125 | 4.7186
| Undifferentiated (for SS) | 0 | 0 | 0 | 0 | 0 | 579.7196 | 13.3336 | 13.6402 | 13.9539 | 14.2749 | 14.6032 | 14.9391 | 15.2827 | 15.6342 | 15.9938 | 16.3616 | 16.7379 | 17.1229 | 17.5167 | 17.9196 | 18.3318
| Total connection costs: Million USD | 0 | 0 | 0 | 0 | 0 | 0.69882 | 0.14346 | 0.047701 | 0.02047 | 0.02094 | 0.021422 | 0.021915 | 0.022419 | 0.022934 | 0.023462 | 0.024002 | 0.024554 | 0.025118 | 0.025696 | 0.026287 | 0.026892
Energy costs
| Unit energy cost: USD/kWh | 0.21552 | 0.21552 | 0.21552 | 0.21552 | 0.21552 | 0.21552 | 0.21552 | 0.21552 | 0.21552 | 0.21552 | 0.21552 | 0.21552 | 0.21552 | 0.21552 | 0.21552 | 0.21552 | 0.21552 | 0.21552 | 0.21552 | 0.21552 | 0.21552
Trans. losses before bulk supply point: % | bar: (Monetary values in constant 2013 $) 0 -4 2008 to (Monetary values in constant 2013 $) 20 16 2028
T&D losses on networks: % | bar: (Monetary values in constant 2013 $) 0 -4 2008 to (Monetary values in constant 2013 $) 20 16 2028
| Total energy cost: Million USD | 0 | 0 | 0 | 0 | 0 | 0.17046 | 0.36026 | 0.41359 | 0.42734 | 0.44154 | 0.45621 | 0.47137 | 0.48703 | 0.50322 | 0.51994 | 0.53722 | 0.55507 | 0.57351 | 0.59257 | 0.61226 | 0.63261
Social and Environmental Costs: Million USD
| Environmental studies | (Monetary values in constant 2013 $) 0 -4 2008: 0; (Monetary values in constant 2013 $) 1 -3 2009: 0.016291; (Monetary values in constant 2013 $) 2 -2 2010: 0; (Monetary values in constant 2013 $) 3 -1 2011: 0; (Monetary values in constant 2013 $) 4 0 2012: 0; (Monetary values in constant 2013 $) 5 1 2013: 0
| Resettlement | (Monetary values in constant 2013 $) 0 -4 2008: 0; (Monetary values in constant 2013 $) 1 -3 2009: 0.003263; (Monetary values in constant 2013 $) 2 -2 2010: 0.020394; (Monetary values in constant 2013 $) 3 -1 2011: 0.21699; (Monetary values in constant 2013 $) 4 0 2012: 0.22596; (Monetary values in constant 2013 $) 5 1 2013: 0.31732
| Total S&E costs: | (Monetary values in constant 2013 $) 0 -4 2008: 0; (Monetary values in constant 2013 $) 1 -3 2009: 0.019554; (Monetary values in constant 2013 $) 2 -2 2010: 0.020394; (Monetary values in constant 2013 $) 3 -1 2011: 0.21699; (Monetary values in constant 2013 $) 4 0 2012: 0.22596; (Monetary values in constant 2013 $) 5 1 2013: 0.31732
| Program and administration costs: Million USD | (Monetary values in constant 2013 $) 0 -4 2008: 0; (Monetary values in constant 2013 $) 1 -3 2009: 0.0015704; (Monetary values in constant 2013 $) 2 -2 2010: 0.0098152; (Monetary values in constant 2013 $) 3 -1 2011: 0.10443; (Monetary values in constant 2013 $) 4 0 2012: 0.10875; (Monetary values in constant 2013 $) 5 1 2013: 0.15272
| Monitoring and evaluation costs: Million USD | (Monetary values in constant 2013 $) 0 -4 2008: 0; (Monetary values in constant 2013 $) 1 -3 2009: 0.00071167; (Monetary values in constant 2013 $) 2 -2 2010: 0.0044479; (Monetary values in constant 2013 $) 3 -1 2011: 0.047326; (Monetary values in constant 2013 $) 4 0 2012: 0.049283; (Monetary values in constant 2013 $) 5 1 2013: 0.06921
| Total Costs: Million USD | 0 | 0.15335 | 0.35468 | 3.4865 | 3.3608 | 5.2472 | 0.79099 | 0.4613 | 0.44781 | 0.46248 | 0.47763 | 0.49329 | 0.50945 | 0.52615 | 0.5434 | 0.56122 | 0.57962 | 0.59863 | 0.61827 | 0.63855 | 0.6595
| Investment costs | (Monetary values in constant 2013 $) 0 -4 2008: 0; (Monetary values in constant 2013 $) 1 -3 2009: 0.15335; (Monetary values in constant 2013 $) 2 -2 2010: 0.35468; (Monetary values in constant 2013 $) 3 -1 2011: 3.4865; (Monetary values in constant 2013 $) 4 0 2012: 3.3608; (Monetary values in constant 2013 $) 5 1 2013: 4.3779
| Network Extensions | (Monetary values in constant 2013 $) 0 -4 2008: Initial Identified New Customers; (Monetary values in constant 2013 $) 3 -1 2011: Base Consumption per User: kWh/yr (before scaling); (Monetary values in constant 2013 $) 6 2 2014: Growth in customer no. %/yr; (Monetary values in constant 2013 $) 9 5 2017: Growth in unit consumption %/yr; (Monetary values in constant 2013 $) 12 8 2020: Base energy demand: MWh/yr |  |  |  | Include/ exclude
|  | Commercial | Domestic Urban | Domestic Rural | Commercial | Domestic Urban | Domestic Rural | Commercial | Domestic Urban | Domestic Rural | Commercial | Domestic Urban | Domestic Rural | Commercial | Domestic Urban | Domestic Rural | Implied new load: kW | Average load factor: % | Capacity check | Max.demand: Mvar | Power factor | Max kW | Extension capex (US$m) | Substation capex (US$m) | Total capex (US$) | Extensions | Upgrades
|  | 68 | 250 | 358.1682 | 15000 | 2708 | 1184 | 2.3% | 2.3% | 2.3% | 1% | 1% | 1% | 1020 | 507.75 | 212.0356 | 352.4083 | 56.36% |  | 3415 | 1 | 3415 | 2.5517 | 5.5361 | 8.0878 | 1 | 1
|  | Total | 676.1682 | 676.1682 | [9 empty] | 65% | 50% | 30% | 0.52118 |  |  |  |  | 9.6905
[15 empty] | Av. Cust cons: | 2573.0071
[6 empty] | % of initial target customers connected | 44% | 90% | 100% | 100% | 100% | 100% | 100% | 100% | 100% | 100% | 100% | 100% | 100% | 100% | 100% | 100%
Customer numbers
| Commercial - T2 | 0 | 0 | 0 | 0 | 0 | 30.6082 | 64.0476 | 72.8007 | 74.4752 | 76.1881 | 77.9404 | 79.733 | 81.5669 | 83.4429 | 85.3621 | 87.3255 | 89.3339 | 91.3886 | 93.4906 | 95.6408 | 97.8406
| Domestic Urban - T1 | 0 | 0 | 0 | 0 | 0 | 112.53 | 235.469 | 267.6498 | 273.8057 | 280.1033 | 286.5456 | 293.1362 | 299.8783 | 306.7755 | 313.8314 | 321.0495 | 328.4336 | 335.9876 | 343.7153 | 351.6208 | 359.708
| Domestic Rural - T1 | 0 | 0 | 0 | 0 | 0 | 161.2187 | 337.3501 | 383.4546 | 392.274 | 401.2963 | 410.5262 | 419.9683 | 429.6275 | 439.509 | 449.6177 | 459.9589 | 470.5379 | 481.3603 | 492.4316 | 503.7575 | 515.3439
| Total served by extension lines | [5 empty] | 304.3568 | 636.8667 | 723.9051 | 740.5549 | 757.5877 | 775.0122 | 792.8375 | 811.0728 | 829.7274 | 848.8112 | 868.3338 | 888.3055 | 908.7365 | 929.6375 | 951.0191 | 972.8926
| New customers served by substation upgrades | [5 empty] | 1449.299 | 1482.6329 | 1516.7334 | 1551.6183 | 1587.3055 | 1623.8136 | 1661.1613 | 1699.368 | 1738.4534 | 1778.4379 | 1819.3419 | 1861.1868 | 1903.9941 | 1947.786 | 1992.585 | 2038.4145
Units consumption: kWh/yr
| Commercial - T2 | 0 | 0 | 0 | 0 | 0 | 15150 | 15301.5 | 15454.515 | 15609.0602 | 15765.1508 | 15922.8023 | 16082.0303 | 16242.8506 | 16405.2791 | 16569.3319 | 16735.0252 | 16902.3755 | 17071.3992 | 17242.1132 | 17414.5343 | 17588.6797
| Domestic Urban - T1 | 0 | 0 | 0 | 0 | 0 | 2051.31 | 2071.8231 | 2092.5413 | 2113.4667 | 2134.6014 | 2155.9474 | 2177.5069 | 2199.282 | 2221.2748 | 2243.4875 | 2265.9224 | 2288.5816 | 2311.4675 | 2334.5821 | 2357.9279 | 2381.5072
| Domestic Rural - T1 | 0 | 0 | 0 | 0 | 0 | 597.92 | 603.8992 | 609.9382 | 616.0376 | 622.1979 | 628.4199 | 634.7041 | 641.0512 | 647.4617 | 653.9363 | 660.4757 | 667.0804 | 673.7512 | 680.4887 | 687.2936 | 694.1666
Energy consumption: MWh/yr
| Commercial - T2 | 0 | 0 | 0 | 0 | 0 | 463.7136 | 980.024 | 1125.1002 | 1162.4873 | 1201.1167 | 1241.0298 | 1282.2692 | 1324.879 | 1368.9048 | 1414.3935 | 1461.3938 | 1509.9559 | 1560.1317 | 1611.9749 | 1665.5408 | 1720.8868
| Domestic Urban - T1 | 0 | 0 | 0 | 0 | 0 | 230.8339 | 487.8502 | 560.0683 | 578.6793 | 597.9088 | 617.7773 | 638.3061 | 659.517 | 681.4327 | 704.0768 | 727.4732 | 751.6472 | 776.6244 | 802.4316 | 829.0964 | 856.6473
| Domestic Rural - T1 | 0 | 0 | 0 | 0 | 0 | 96.3959 | 203.7254 | 233.8836 | 241.6555 | 249.6858 | 257.9828 | 266.5556 | 275.4132 | 284.5652 | 294.0213 | 303.7916 | 313.8866 | 324.3171 | 335.0941 | 346.2293 | 357.7345
| Total energy demand: MWh/yr | 0 | 0 | 0 | 0 | 0 | 790.9434 | 1671.5996 | 1919.052 | 1982.8221 | 2048.7113 | 2116.79 | 2187.1309 | 2259.8093 | 2334.9027 | 2412.4915 | 2492.6586 | 2575.4897 | 2661.0732 | 2749.5007 | 2840.8666 | 2935.2686
| Peak load: kW |  |  |  | 0 | 0 | 160.2123 | 338.5966 | 388.7202 | 401.6374 | 414.9838 | 428.7737 | 443.0218 | 457.7435 | 472.9543 | 488.6706 | 504.9091 | 521.6872 | 539.0229 | 556.9346 | 575.4415 | 594.5635
| Adjusted energy: MWh/yr |  |  |  | 0 | 0 | 790.9434 | 1671.5996 | 1919.052 | 1982.8221 | 2048.7113 | 2116.79 | 2187.1309 | 2259.8093 | 2334.9027 | 2412.4915 | 2492.6586 | 2575.4897 | 2661.0732 | 2749.5007 | 2840.8666 | 2935.2686
| Capacity limit binding |  |  |  |  | 0 | 0 | 0 | 0 | 0 | 0 | 0 | 0 | 0 | 0 | 0 | 0 | 0 | 0 | 0 | 0 | 0
| Commercial - T2 |  |  |  | 0 | 0 | 463.7136 | 980.024 | 1125.1002 | 1162.4873 | 1201.1167 | 1241.0298 | 1282.2692 | 1324.879 | 1368.9048 | 1414.3935 | 1461.3938 | 1509.9559 | 1560.1317 | 1611.9749 | 1665.5408 | 1720.8868
| Domestic Urban - T1 |  |  |  | 0 | 0 | 230.8339 | 487.8502 | 560.0683 | 578.6793 | 597.9088 | 617.7773 | 638.3061 | 659.517 | 681.4327 | 704.0768 | 727.4732 | 751.6472 | 776.6244 | 802.4316 | 829.0964 | 856.6473
| Domestic Rural - T1 |  |  |  | 0 | 0 | 96.3959 | 203.7254 | 233.8836 | 241.6555 | 249.6858 | 257.9828 | 266.5556 | 275.4132 | 284.5652 | 294.0213 | 303.7916 | 313.8866 | 324.3171 | 335.0941 | 346.2293 | 357.7345
| Total energy supplied to extensions: GWh | 0 | 0 | 0 | 0 | 0 | 0.79094 | 1.6716 | 1.9191 | 1.9828 | 2.0487 | 2.1168 | 2.1871 | 2.2598 | 2.3349 | 2.4125 | 2.4927 | 2.5755 | 2.6611 | 2.7495 | 2.8409 | 2.9353
|  | 0 | 0 | 0 | Capacity binding
Substation Upgrades
|  | 2008 | 2009 | 2010 | 2011 | 2012 | 2013 | 2014 | 2015 | 2016 | 2017 | 2018 | 2019 | 2020 | 2021 | 2022 | 2023 | 2024 | 2025 | 2026 | 2027 | 2028
| Additional capacity in MVA | 15 | 0 | 0 | 0 | 0 | 15 | 15 | 15 | 15 | 15 | 15 | 15 | 15 | 15 | 15 | 15 | 15 | 15 | 15 | 15 | 15
1 | Potential extra energy: GWh | 61.4295 | 61.4295 | 61.4295 | 61.4295 | 61.4295 | 61.4295 | 61.4295 | 61.4295 | 61.4295 | 61.4295 | 61.4295 | 61.4295 | 61.4295 | 61.4295 | 61.4295 | 61.4295 | 61.4295 | 61.4295 | 61.4295 | 61.4295 | 61.4295
2 | Base demand in regions in MW | 25 | 0 | 0 | 0 | 0 | 25 | 25 | 25 | 25 | 25 | 25 | 25 | 25 | 25 | 25 | 25 | 25 | 25 | 25 | 25 | 25
3 | Potential energy supply: GWh | 2008: 188.4495
| Customer numbers |  |  |  |  | 63013 | 64462.299 | 65944.9319 | 67461.6653 | 69013.2836 | 70600.5891 | 72224.4027 | 73885.5639 | 75584.9319 | 77323.3854 | 79101.8232 | 80921.1651 | 82782.3519 | 84686.346 | 86634.132 | 88626.717 | 90665.1315
4 | Energy demand: GWh (grows at X%pa) | 120.45 | 120.45 | 120.45 | 120.45 | 120.45 | 121.6545 | 122.871 | 124.0998 | 125.3408 | 126.5942 | 127.8601 | 129.1387 | 130.4301 | 131.7344 | 133.0517 | 134.3823 | 135.7261 | 137.0833 | 138.4542 | 139.8387 | 141.2371
| Increase in demand: GWh | 0 | 0 | 0 | 0 | 0 | 1.2045 | 2.421 | 3.6498 | 4.8908 | 6.1442 | 7.4101 | 8.6887 | 9.9801 | 11.2844 | 12.6017 | 13.9323 | 15.2761 | 16.6333 | 18.0042 | 19.3887 | 20.7871
5 | Energy Served by New Substations: GWh | 0 | 0 | 0 | 0 | 0 | 1.2045 | 2.421 | 3.6498 | 4.8908 | 6.1442 | 7.4101 | 8.6887 | 9.9801 | 11.2844 | 12.6017 | 13.9323 | 15.2761 | 16.6333 | 18.0042 | 19.3887 | 20.7871
| Technical losses averted (GWh) | 0 | 0 | 0 | 0 | 0 | 0.014454 | 0.029053 | 0.043797 | 0.058689 | 0.07373 | 0.088921 | 0.10426 | 0.11976 | 0.13541 | 0.15122 | 0.16719 | 0.18331 | 0.1996 | 0.21605 | 0.23266 | 0.24945
| Energy Served by Extensions: GWh | 0 | 0 | 0 | 0 | 0 | 0.79094 | 1.6716 | 1.9191 | 1.9828 | 2.0487 | 2.1168 | 2.1871 | 2.2598 | 2.3349 | 2.4125 | 2.4927 | 2.5755 | 2.6611 | 2.7495 | 2.8409 | 2.9353
| Total energy served by T&D projects: GWh | 0 | 0 | 0 | 0 | 0 | 1.9954 | 4.0926 | 5.5688 | 6.8736 | 8.1929 | 9.5269 | 10.8758 | 12.2399 | 13.6193 | 15.0142 | 16.4249 | 17.8516 | 19.2944 | 20.7537 | 22.2296 | 23.7224
[6 empty] | Implied customer nos. | 463.4944 | 922.3997 | 1376.7613 | 1826.6244 | 2272.0334 | 2713.0323 | 3149.665 | 3581.9745 | 4010.0038 | 4433.7951 | 4853.3905 | 5268.8315 | 5680.1592 | 6087.4144 | 6490.6373 | 6889.8679
Benefits
|  | 2008 | 2009 | 2010 | 2011 | 2012 | 2013 | 2014 | 2015 | 2016 | 2017 | 2018 | 2019 | 2020 | 2021 | 2022 | 2023 | 2024 | 2025 | 2026 | 2027 | 2028
Willingness to pay on EXTENSIONS
WTP (USD/kWh)
| Commercial - T2 | 0.57 | 0.57 | 0.57 | 0.57 | 0.57 | 0.57 | 0.57 | 0.57 | 0.57 | 0.57 | 0.57 | 0.57 | 0.57 | 0.57 | 0.57 | 0.57 | 0.57 | 0.57 | 0.57 | 0.57 | 0.57
| Domestic Urban - T1 | 0.597 | 0.597 | 0.597 | 0.597 | 0.597 | 0.597 | 0.597 | 0.597 | 0.597 | 0.597 | 0.597 | 0.597 | 0.597 | 0.597 | 0.597 | 0.597 | 0.597 | 0.597 | 0.597 | 0.597 | 0.597
| Domestic Rural - T1 | 0.696 | 0.696 | 0.696 | 0.696 | 0.696 | 0.696 | 0.696 | 0.696 | 0.696 | 0.696 | 0.696 | 0.696 | 0.696 | 0.696 | 0.696 | 0.696 | 0.696 | 0.696 | 0.696 | 0.696 | 0.696
WTP (Thousand USD)
| Commercial - T2 | 0 | 0 | 0 | 0 | 0 | 264.3168 | 558.6137 | 641.3071 | 662.6177 | 684.6365 | 707.387 | 730.8935 | 755.1811 | 780.2757 | 806.2043 | 832.9945 | 860.6749 | 889.2751 | 918.8257 | 949.3583 | 980.9054
| Domestic Urban - T1 | 0 | 0 | 0 | 0 | 0 | 137.8078 | 291.2465 | 334.3607 | 345.4716 | 356.9516 | 368.8131 | 381.0687 | 393.7316 | 406.8153 | 420.3338 | 434.3015 | 448.7334 | 463.6448 | 479.0517 | 494.9706 | 511.4184
| Domestic Rural - T1 | 0 | 0 | 0 | 0 | 0 | 67.0915 | 141.7929 | 162.783 | 168.1923 | 173.7813 | 179.556 | 185.5227 | 191.6876 | 198.0574 | 204.6388 | 211.439 | 218.4651 | 225.7247 | 233.2255 | 240.9756 | 248.9832
| Total WTP extensions (Million USD) | 0 | 0 | 0 | 0 | 0 | 0.46922 | 0.99165 | 1.1385 | 1.1763 | 1.2154 | 1.2558 | 1.2975 | 1.3406 | 1.3851 | 1.4312 | 1.4787 | 1.5279 | 1.5786 | 1.6311 | 1.6853 | 1.7413
WTP on substation upgrades
| WTP (Million USD) | 0 | 0 | 0 | 0 | 0 | 0.35533 | 0.71421 | 1.0767 | 1.4428 | 1.8125 | 2.186 | 2.5632 | 2.9441 | 3.3289 | 3.7175 | 4.11 | 4.5064 | 4.9068 | 5.3112 | 5.7197 | 6.1322
| Total WTP (Million USD) | 0 | 0 | 0 | 0 | 0 | 0.82454 | 1.7059 | 2.2151 | 2.6191 | 3.0279 | 3.4417 | 3.8607 | 4.2847 | 4.714 | 5.1487 | 5.5887 | 6.0343 | 6.4855 | 6.9423 | 7.405 | 7.8735
Reduced technical losses
| Total value of reduced losses (Million USD) | 0 | 0 | 0 | 0 | 0 | 0.0042639 | 0.0085705 | 0.01292 | 0.017313 | 0.02175 | 0.026232 | 0.030758 | 0.03533 | 0.039947 | 0.04461 | 0.04932 | 0.054077 | 0.058882 | 0.063735 | 0.068636 | 0.073586
| Total benefits (Million USD)………………………………………. | 0 | 0 | 0 | 0 | 0 | 0.82454 | 1.7059 | 2.2151 | 2.6191 | 3.0279 | 3.4417 | 3.8607 | 4.2847 | 4.714 | 5.1487 | 5.5887 | 6.0343 | 6.4855 | 6.9423 | 7.405 | 7.8735
| Net Benefits (Million USD)………………………………………………….. | 0 | -0.15335 | -0.35468 | -3.4865 | -3.3608 | -4.4226 | 0.91487 | 1.7538 | 2.1712 | 2.5654 | 2.9641 | 3.3674 | 3.7753 | 4.1879 | 4.6053 | 5.0275 | 5.4547 | 5.8868 | 6.3241 | 6.7664 | 7.214
Notes
1 | MVA capacity *power factor*load factor*hours*inc;/excl switch
2 | Mott McDonald engineering estimates. Assumes demand growth constrained until upgrades come on line.
3 | Existing demand plus extra energy enabled by substation upgrade
4 | Energy demand capped at capacity set by existing demand plus additional capacity provided by substation upgrade.
5 | Corrected for losses.

## Kigoma
Tanzania: Distribution Systems Rehabilitation and Extension Activity | [6 empty] | Last updated: 9/25/2017
Kigoma Benefit Cost Analysis
Economic Returns
ERRs (economic internal rates of return)
| 20-year ERR: |  | 1.163%
Present Values (2013 USDm, 10% discount rate)
| Net benefits |  | -1.2063
| Investment costs |  | 2.2595
| Net local benefits |  | 1.0532
| All costs |  | 3.0909
| All benefits |  | 1.8845
| Benefit:cost ratio |  | 0.60971
| Costs | (Monetary values in constant 2013 $)
| Compact Year | 0 | 1 | 2 | 3 | 4 | 5 | 6 | 7 | 8 | 9 | 10 | 11 | 12 | 13 | 14 | 15 | 16 | 17 | 18 | 19 | 20
| Benefit year | -4 | -3 | -2 | -1 | 0 | 1 | 2 | 3 | 4 | 5 | 6 | 7 | 8 | 9 | 10 | 11 | 12 | 13 | 14 | 15 | 16
|  | 2008 | 2009 | 2010 | 2011 | 2012 | 2013 | 2014 | 2015 | 2016 | 2017 | 2018 | 2019 | 2020 | 2021 | 2022 | 2023 | 2024 | 2025 | 2026 | 2027 | 2028
| Op Flag | 0 | 0 | 0 | 0 | 0 | 1 | 1 | 1 | 1 | 1 | 1 | 1 | 1 | 1 | 1 | 1 | 1 | 1 | 1 | 1 | 1
|  | Inflation index | 0.66195 | 0.73387 | 0.8136 | 0.902 | 1 | 1.098
T&D upgrade and extensions
| Capex phasing | (Monetary values in constant 2013 $) 0 -4 2008: 0%; (Monetary values in constant 2013 $) 1 -3 2009: 0.4%; (Monetary values in constant 2013 $) 2 -2 2010: 2.5%; (Monetary values in constant 2013 $) 3 -1 2011: 26.6%; (Monetary values in constant 2013 $) 4 0 2012: 27.7%; (Monetary values in constant 2013 $) 5 1 2013: 38.9%; (Monetary values in constant 2013 $) 6 2 2014: 3.9%
| Capex: Million USD | (Monetary values in constant 2013 $) 0 -4 2008: 0; (Monetary values in constant 2013 $) 1 -3 2009: 0.013173; (Monetary values in constant 2013 $) 2 -2 2010: 0.074264; (Monetary values in constant 2013 $) 3 -1 2011: 0.71273; (Monetary values in constant 2013 $) 4 0 2012: 0.66947; (Monetary values in constant 2013 $) 5 1 2013: 0.84802; (Monetary values in constant 2013 $) 6 2 2014: 0.077432
| Opex: Million USD | 0 | 0 | 0 | 0 | 0 | 0 | 0 | 0 | 0 | 0 | 0 | 0 | 0 | 0 | 0 | 0 | 0 | 0 | 0 | 0 | 0
| Supervision: Million USD | (Monetary values in constant 2013 $) 0 -4 2008: 0; (Monetary values in constant 2013 $) 1 -3 2009: 0.0031883; (Monetary values in constant 2013 $) 2 -2 2010: 0.019927; (Monetary values in constant 2013 $) 3 -1 2011: 0.21202; (Monetary values in constant 2013 $) 4 0 2012: 0.22079; (Monetary values in constant 2013 $) 5 1 2013: 0.31006
| Technical assistance: Million USD | (Monetary values in constant 2013 $) 0 -4 2008: 0; (Monetary values in constant 2013 $) 1 -3 2009: 5.52e-05; (Monetary values in constant 2013 $) 2 -2 2010: 0.000345; (Monetary values in constant 2013 $) 3 -1 2011: 0.0036708; (Monetary values in constant 2013 $) 4 0 2012: 0.0038226; (Monetary values in constant 2013 $) 5 1 2013: 0.0053682
| Feasibility & Design Studies: Million USD | (Monetary values in constant 2013 $) 0 -4 2008: 0; (Monetary values in constant 2013 $) 1 -3 2009: 0; (Monetary values in constant 2013 $) 2 -2 2010: 0; (Monetary values in constant 2013 $) 3 -1 2011: 0; (Monetary values in constant 2013 $) 4 0 2012: 0; (Monetary values in constant 2013 $) 5 1 2013: 0
Connection costs: USD per customer
| Commercial - T2 | 655.425 | 655.425 | 655.425 | 655.425 | 655.425 | 655.425 | 655.425 | 655.425 | 655.425 | 655.425 | 655.425 | 655.425 | 655.425 | 655.425 | 655.425 | 655.425 | 655.425 | 655.425 | 655.425 | 655.425 | 655.425
| Domestic Urban - T1 | 296.7 | 296.7 | 296.7 | 296.7 | 296.7 | 296.7 | 296.7 | 296.7 | 296.7 | 296.7 | 296.7 | 296.7 | 296.7 | 296.7 | 296.7 | 296.7 | 296.7 | 296.7 | 296.7 | 296.7 | 296.7
| Domestic Rural - T1 | 407.25 | 407.25 | 407.25 | 407.25 | 407.25 | 407.25 | 407.25 | 407.25 | 407.25 | 407.25 | 407.25 | 407.25 | 407.25 | 407.25 | 407.25 | 407.25 | 407.25 | 407.25 | 407.25 | 407.25 | 407.25
| Undifferentiated (for SS) | 400 | 400 | 400 | 400 | 400 | 400 | 400 | 400 | 400 | 400 | 400 | 400 | 400 | 400 | 400 | 400 | 400 | 400 | 400 | 400 | 400
Connection costs by customer category: Thousand USD
| Commercial - T2 | 0 | 0 | 0 | 0 | 0 | 3.5402 | 3.8677 | 1.0124 | 0.19367 | 0.19812 | 0.20268 | 0.20734 | 0.21211 | 0.21699 | 0.22198 | 0.22708 | 0.23231 | 0.23765 | 0.24312 | 0.24871 | 0.25443
| Domestic Urban - T1 | 0 | 0 | 0 | 0 | 0 | 20.0326 | 21.8856 | 5.7288 | 1.0959 | 1.1211 | 1.1469 | 1.1732 | 1.2002 | 1.2278 | 1.2561 | 1.285 | 1.3145 | 1.3448 | 1.3757 | 1.4073 | 1.4397
| Domestic Rural - T1 | 0 | 0 | 0 | 0 | 0 | 49.5437 | 54.1265 | 14.1683 | 2.7103 | 2.7726 | 2.8364 | 2.9016 | 2.9684 | 3.0366 | 3.1065 | 3.1779 | 3.251 | 3.3258 | 3.4023 | 3.4805 | 3.5606
| Undifferentiated (for SS) | 0 | 0 | 0 | 0 | 0 | 0 | 0 | 0 | 0 | 0 | 0 | 0 | 0 | 0 | 0 | 0 | 0 | 0 | 0 | 0 | 0
| Total connection costs: Million USD | 0 | 0 | 0 | 0 | 0 | 0.073117 | 0.07988 | 0.02091 | 0.0039998 | 0.0040918 | 0.0041859 | 0.0042822 | 0.0043807 | 0.0044815 | 0.0045845 | 0.00469 | 0.0047979 | 0.0049082 | 0.0050211 | 0.0051366 | 0.0052547
Energy costs
| Unit energy cost: USD/kWh | 0.21552 | 0.21552 | 0.21552 | 0.21552 | 0.21552 | 0.21552 | 0.21552 | 0.21552 | 0.21552 | 0.21552 | 0.21552 | 0.21552 | 0.21552 | 0.21552 | 0.21552 | 0.21552 | 0.21552 | 0.21552 | 0.21552 | 0.21552 | 0.21552
Trans. losses before bulk supply point: % | bar: (Monetary values in constant 2013 $) 0 -4 2008 to (Monetary values in constant 2013 $) 20 16 2028
T&D losses on networks: % | bar: (Monetary values in constant 2013 $) 0 -4 2008 to (Monetary values in constant 2013 $) 20 16 2028
| Total energy cost: Million USD | 0 | 0 | 0 | 0 | 0 | 0.048598 | 0.10271 | 0.11791 | 0.12183 | 0.12588 | 0.13006 | 0.13438 | 0.13885 | 0.14346 | 0.14823 | 0.15316 | 0.15824 | 0.1635 | 0.16894 | 0.17455 | 0.18035
Social and Environmental Costs: Million USD
| Environmental studies | (Monetary values in constant 2013 $) 0 -4 2008: 0; (Monetary values in constant 2013 $) 1 -3 2009: 0; (Monetary values in constant 2013 $) 2 -2 2010: 0; (Monetary values in constant 2013 $) 3 -1 2011: 0; (Monetary values in constant 2013 $) 4 0 2012: 0; (Monetary values in constant 2013 $) 5 1 2013: 0
| Resettlement | (Monetary values in constant 2013 $) 0 -4 2008: 0; (Monetary values in constant 2013 $) 1 -3 2009: 8.1881e-05; (Monetary values in constant 2013 $) 2 -2 2010: 0.00051176; (Monetary values in constant 2013 $) 3 -1 2011: 0.0054451; (Monetary values in constant 2013 $) 4 0 2012: 0.0056703; (Monetary values in constant 2013 $) 5 1 2013: 0.007963
| Total S&E costs: | (Monetary values in constant 2013 $) 0 -4 2008: 0; (Monetary values in constant 2013 $) 1 -3 2009: 8.1881e-05; (Monetary values in constant 2013 $) 2 -2 2010: 0.00051176; (Monetary values in constant 2013 $) 3 -1 2011: 0.0054451; (Monetary values in constant 2013 $) 4 0 2012: 0.0056703; (Monetary values in constant 2013 $) 5 1 2013: 0.007963
| Program and administration costs: Million USD | (Monetary values in constant 2013 $) 0 -4 2008: 0; (Monetary values in constant 2013 $) 1 -3 2009: 0.0005148; (Monetary values in constant 2013 $) 2 -2 2010: 0.0032175; (Monetary values in constant 2013 $) 3 -1 2011: 0.034234; (Monetary values in constant 2013 $) 4 0 2012: 0.03565; (Monetary values in constant 2013 $) 5 1 2013: 0.050064
| Monitoring and evaluation costs: Million USD | (Monetary values in constant 2013 $) 0 -4 2008: 0; (Monetary values in constant 2013 $) 1 -3 2009: 0.00023329; (Monetary values in constant 2013 $) 2 -2 2010: 0.0014581; (Monetary values in constant 2013 $) 3 -1 2011: 0.015514; (Monetary values in constant 2013 $) 4 0 2012: 0.016156; (Monetary values in constant 2013 $) 5 1 2013: 0.022688
| Total Costs: Million USD | 0 | 0.017247 | 0.099723 | 0.98361 | 0.95155 | 1.3659 | 0.26002 | 0.13882 | 0.12583 | 0.12997 | 0.13425 | 0.13867 | 0.14323 | 0.14794 | 0.15281 | 0.15785 | 0.16304 | 0.16841 | 0.17396 | 0.17969 | 0.18561
| Investment costs | (Monetary values in constant 2013 $) 0 -4 2008: 0; (Monetary values in constant 2013 $) 1 -3 2009: 0.017247; (Monetary values in constant 2013 $) 2 -2 2010: 0.099723; (Monetary values in constant 2013 $) 3 -1 2011: 0.98361; (Monetary values in constant 2013 $) 4 0 2012: 0.95155; (Monetary values in constant 2013 $) 5 1 2013: 1.2442
| Network Extensions | (Monetary values in constant 2013 $) 0 -4 2008: Initial Identified New Customers; (Monetary values in constant 2013 $) 3 -1 2011: Base Consumption per User: kWh/yr (before scaling); (Monetary values in constant 2013 $) 6 2 2014: Growth in customer no. %/yr; (Monetary values in constant 2013 $) 9 5 2017: Growth in unit consumption %/yr; (Monetary values in constant 2013 $) 12 8 2020: Base energy demand: MWh/yr |  |  |  | Include/ exclude
|  | Commercial | Domestic Urban | Domestic Rural | Commercial | Domestic Urban | Domestic Rural | Commercial | Domestic Urban | Domestic Rural | Commercial | Domestic Urban | Domestic Rural | Commercial | Domestic Urban | Domestic Rural | Implied new load: kW | Average load factor: % | Capacity check | Max.demand: Mvar | Power factor | Max kW | Extension capex (US$m) | Substation capex (US$m) | Total capex (US$) | Extensions | Upgrades
|  | 12 | 150 | 270.2709 | 15000 | 1968 | 700 | 2.3% | 2.3% | 2.3% | 1% | 1% | 1% | 180 | 221.4 | 94.5948 | 109.6673 | 51.63% |  | 1600 | 1 | 1600 | 2.18 | 0 | 2.18 | 1 | 1
|  | 35.69% | 432.2709 | 432.2709 | [9 empty] | 65% | 50% | 30% | 0.2537 |  |  |  |  | 14.5896
[15 empty] | Av. Cust cons: | 1147.4166
[6 empty] | % connected | 44% | 90% | 100% | 100% | 100% | 100% | 100% | 100% | 100% | 100% | 100% | 100% | 100% | 100% | 100% | 100%
|  | 2008 | 2009 | 2010 | 2011 | 2012 | 2013 | 2014 | 2015 | 2016 | 2017 | 2018 | 2019 | 2020 | 2021 | 2022 | 2023 | 2024 | 2025 | 2026 | 2027 | 2028
Customer numbers
| Commercial - T2 | 0 | 0 | 0 | 0 | 0 | 5.4014 | 11.3025 | 12.8472 | 13.1427 | 13.445 | 13.7542 | 14.0705 | 14.3942 | 14.7252 | 15.0639 | 15.4104 | 15.7648 | 16.1274 | 16.4983 | 16.8778 | 17.266
| Domestic Urban - T1 | 0 | 0 | 0 | 0 | 0 | 67.518 | 141.2814 | 160.5899 | 164.2834 | 168.062 | 171.9274 | 175.8817 | 179.927 | 184.0653 | 188.2988 | 192.6297 | 197.0602 | 201.5926 | 206.2292 | 210.9725 | 215.8248
| Domestic Rural - T1 | 0 | 0 | 0 | 0 | 0 | 121.6543 | 254.5617 | 289.3518 | 296.0069 | 302.8151 | 309.7798 | 316.9047 | 324.1935 | 331.65 | 339.2779 | 347.0813 | 355.0642 | 363.2307 | 371.585 | 380.1314 | 388.8745
| Total served by extension lines | [5 empty] | 194.5738 | 407.1456 | 462.7889 | 473.433 | 484.322 | 495.4614 | 506.857 | 518.5147 | 530.4405 | 542.6407 | 555.1214 | 567.8892 | 580.9506 | 594.3125 | 607.9817 | 621.9653
| New customers served by substation upgrades | [5 empty] | 0 | 0 | 0 | 0 | 0 | 0 | 0 | 0 | 0 | 0 | 0 | 0 | 0 | 0 | 0 | 0
Units consumption: kWh/yr
| Commercial - T2 | 0 | 0 | 0 | 0 | 0 | 15150 | 15301.5 | 15454.515 | 15609.0602 | 15765.1508 | 15922.8023 | 16082.0303 | 16242.8506 | 16405.2791 | 16569.3319 | 16735.0252 | 16902.3755 | 17071.3992 | 17242.1132 | 17414.5343 | 17588.6797
| Domestic Urban - T1 | 0 | 0 | 0 | 0 | 0 | 1490.76 | 1505.6676 | 1520.7243 | 1535.9315 | 1551.2908 | 1566.8037 | 1582.4718 | 1598.2965 | 1614.2795 | 1630.4223 | 1646.7265 | 1663.1937 | 1679.8257 | 1696.6239 | 1713.5902 | 1730.7261
| Domestic Rural - T1 | 0 | 0 | 0 | 0 | 0 | 353.5 | 357.035 | 360.6053 | 364.2114 | 367.8535 | 371.5321 | 375.2474 | 378.9998 | 382.7898 | 386.6177 | 390.4839 | 394.3888 | 398.3326 | 402.316 | 406.3391 | 410.4025
Energy consumption: MWh/yr
| Commercial - T2 | 0 | 0 | 0 | 0 | 0 | 81.8318 | 172.9454 | 198.5471 | 205.1448 | 211.9618 | 219.0053 | 226.2828 | 233.8022 | 241.5714 | 249.5989 | 257.893 | 266.4628 | 275.3174 | 284.4662 | 293.919 | 303.6859
| Domestic Urban - T1 | 0 | 0 | 0 | 0 | 0 | 100.6531 | 212.7228 | 244.2129 | 252.3281 | 260.713 | 269.3765 | 278.3279 | 287.5767 | 297.1329 | 307.0066 | 317.2084 | 327.7492 | 338.6404 | 349.8934 | 361.5203 | 373.5337
| Domestic Rural - T1 | 0 | 0 | 0 | 0 | 0 | 43.0048 | 90.8874 | 104.3418 | 107.8091 | 111.3916 | 115.0931 | 118.9177 | 122.8693 | 126.9522 | 131.1709 | 135.5297 | 140.0333 | 144.6866 | 149.4946 | 154.4623 | 159.5951
| Total energy demand: MWh/yr | 0 | 0 | 0 | 0 | 0 | 225.4898 | 476.5557 | 547.1018 | 565.282 | 584.0663 | 603.4749 | 623.5283 | 644.2482 | 665.6565 | 687.7763 | 710.6311 | 734.2454 | 758.6444 | 783.8541 | 809.9016 | 836.8146
| Peak load: kW |  |  |  | 0 | 0 | 49.8571 | 105.3692 | 120.9673 | 124.9871 | 129.1404 | 133.4318 | 137.8657 | 142.447 | 147.1805 | 152.0713 | 157.1246 | 162.3459 | 167.7406 | 173.3146 | 179.0739 | 185.0245
| Adjusted energy: MWh/yr |  |  |  | 0 | 0 | 225.4898 | 476.5557 | 547.1018 | 565.282 | 584.0663 | 603.4749 | 623.5283 | 644.2482 | 665.6565 | 687.7763 | 710.6311 | 734.2454 | 758.6444 | 783.8541 | 809.9016 | 836.8146
| Capacity limit binding |  |  |  |  | 0 | 0 | 0 | 0 | 0 | 0 | 0 | 0 | 0 | 0 | 0 | 0 | 0 | 0 | 0 | 0 | 0
| Commercial - T2 |  |  |  | 0 | 0 | 81.8318 | 172.9454 | 198.5471 | 205.1448 | 211.9618 | 219.0053 | 226.2828 | 233.8022 | 241.5714 | 249.5989 | 257.893 | 266.4628 | 275.3174 | 284.4662 | 293.919 | 303.6859
| Domestic Urban - T1 |  |  |  | 0 | 0 | 100.6531 | 212.7228 | 244.2129 | 252.3281 | 260.713 | 269.3765 | 278.3279 | 287.5767 | 297.1329 | 307.0066 | 317.2084 | 327.7492 | 338.6404 | 349.8934 | 361.5203 | 373.5337
| Domestic Rural - T1 |  |  |  | 0 | 0 | 43.0048 | 90.8874 | 104.3418 | 107.8091 | 111.3916 | 115.0931 | 118.9177 | 122.8693 | 126.9522 | 131.1709 | 135.5297 | 140.0333 | 144.6866 | 149.4946 | 154.4623 | 159.5951
| Total energy supplied to extensions: GWh | 0 | 0 | 0 | 0 | 0 | 0.22549 | 0.47656 | 0.5471 | 0.56528 | 0.58407 | 0.60347 | 0.62353 | 0.64425 | 0.66566 | 0.68778 | 0.71063 | 0.73425 | 0.75864 | 0.78385 | 0.8099 | 0.83681
|  | 1 | 1 | 1 | Capacity binding | 2012 | 2013 | 2014 | 2015 | 2016 | 2017 | 2018 | 2019 | 2020 | 2021 | 2022 | 2023 | 2024 | 2025 | 2026 | 2027 | 2028
Substation Upgrades
|  | 2008 | 2009 | 2010 | 2011 | 2012 | 2013 | 2014 | 2015 | 2016 | 2017 | 2018 | 2019 | 2020 | 2021 | 2022 | 2023 | 2024 | 2025 | 2026 | 2027 | 2028
| Additional capacity in MVA | 0 | 0 | 0 | 0 | 0 | 0 | 0 | 0 | 0 | 0 | 0 | 0 | 0 | 0 | 0 | 0 | 0 | 0 | 0 | 0 | 0
| Potential extra energy: GWh | 0 | 0 | 0 | 0 | 0 | 0 | 0 | 0 | 0 | 0 | 0 | 0 | 0 | 0 | 0 | 0 | 0 | 0 | 0 | 0 | 0
| Base demand in regions in MW | 0 | 0 | 0 | 0 | 0 | 0 | 0 | 0 | 0 | 0 | 0 | 0 | 0 | 0 | 0 | 0 | 0 | 0 | 0 | 0 | 0
| Potential energy supply: GWh | 2008: 0
| Customer numbers |  |  |  |  | 0 | 0 | 0 | 0 | 0 | 0 | 0 | 0 | 0 | 0 | 0 | 0 | 0 | 0 | 0 | 0 | 0
| Energy demand: GWh (grows at X%pa) | 0 | 0 | 0 | 0 | 0 | 0 | 0 | 0 | 0 | 0 | 0 | 0 | 0 | 0 | 0 | 0 | 0 | 0 | 0 | 0 | 0
| Increase in demand: GWh | 0 | 0 | 0 | 0 | 0 | 0 | 0 | 0 | 0 | 0 | 0 | 0 | 0 | 0 | 0 | 0 | 0 | 0 | 0 | 0 | 0
| Energy Served by New Substations: GWh | 0 | 0 | 0 | 0 | 0 | 0 | 0 | 0 | 0 | 0 | 0 | 0 | 0 | 0 | 0 | 0 | 0 | 0 | 0 | 0 | 0
| Technical losses averted (GWh) | 0 | 0 | 0 | 0 | 0 | 0 | 0 | 0 | 0 | 0 | 0 | 0 | 0 | 0 | 0 | 0 | 0 | 0 | 0 | 0 | 0
| Energy Served by Extensions: GWh | 0 | 0 | 0 | 0 | 0 | 0.22549 | 0.47656 | 0.5471 | 0.56528 | 0.58407 | 0.60347 | 0.62353 | 0.64425 | 0.66566 | 0.68778 | 0.71063 | 0.73425 | 0.75864 | 0.78385 | 0.8099 | 0.83681
| Total energy served by T&D projects: GWh | 0 | 0 | 0 | 0 | 0 | 0.22549 | 0.47656 | 0.5471 | 0.56528 | 0.58407 | 0.60347 | 0.62353 | 0.64425 | 0.66566 | 0.68778 | 0.71063 | 0.73425 | 0.75864 | 0.78385 | 0.8099 | 0.83681
[6 empty] | Implied customer nos. | 0 | 0 | 0 | 0 | 0 | 0 | 0 | 0 | 0 | 0 | 0 | 0 | 0 | 0 | 0 | 0
Benefits
|  | 2008 | 2009 | 2010 | 2011 | 2012 | 2013 | 2014 | 2015 | 2016 | 2017 | 2018 | 2019 | 2020 | 2021 | 2022 | 2023 | 2024 | 2025 | 2026 | 2027 | 2028
Willingness to pay on EXTENSIONS
WTP (USD/kWh)
| Commercial - T2 | 0.57 | 0.57 | 0.57 | 0.57 | 0.57 | 0.57 | 0.57 | 0.57 | 0.57 | 0.57 | 0.57 | 0.57 | 0.57 | 0.57 | 0.57 | 0.57 | 0.57 | 0.57 | 0.57 | 0.57 | 0.57
| Domestic Urban - T1 | 0.597 | 0.597 | 0.597 | 0.597 | 0.597 | 0.597 | 0.597 | 0.597 | 0.597 | 0.597 | 0.597 | 0.597 | 0.597 | 0.597 | 0.597 | 0.597 | 0.597 | 0.597 | 0.597 | 0.597 | 0.597
| Domestic Rural - T1/D1 | 0.696 | 0.696 | 0.696 | 0.696 | 0.696 | 0.696 | 0.696 | 0.696 | 0.696 | 0.696 | 0.696 | 0.696 | 0.696 | 0.696 | 0.696 | 0.696 | 0.696 | 0.696 | 0.696 | 0.696 | 0.696
WTP (Thousand USD)
| Commercial - T2 | 0 | 0 | 0 | 0 | 0 | 46.6441 | 98.5789 | 113.1718 | 116.9325 | 120.8182 | 124.833 | 128.9812 | 133.2672 | 137.6957 | 142.2713 | 146.999 | 151.8838 | 156.9309 | 162.1457 | 167.5338 | 173.101
| Domestic Urban - T1 | 0 | 0 | 0 | 0 | 0 | 60.0899 | 126.9955 | 145.7951 | 150.6399 | 155.6456 | 160.8178 | 166.1617 | 171.6833 | 177.3883 | 183.2829 | 189.3734 | 195.6663 | 202.1683 | 208.8863 | 215.8276 | 222.9996
| Domestic Rural - T1 | 0 | 0 | 0 | 0 | 0 | 29.9313 | 63.2577 | 72.6219 | 75.0351 | 77.5285 | 80.1048 | 82.7667 | 85.517 | 88.3588 | 91.2949 | 94.3287 | 97.4632 | 100.7019 | 104.0482 | 107.5057 | 111.0782
| Total WTP extensions (Million USD) | 0 | 0 | 0 | 0 | 0 | 0.13667 | 0.28883 | 0.33159 | 0.34261 | 0.35399 | 0.36576 | 0.37791 | 0.39047 | 0.40344 | 0.41685 | 0.4307 | 0.44501 | 0.4598 | 0.47508 | 0.49087 | 0.50718
WTP on substation upgrades
| WTP (Million USD) | 0 | 0 | 0 | 0 | 0 | 0 | 0 | 0 | 0 | 0 | 0 | 0 | 0 | 0 | 0 | 0 | 0 | 0 | 0 | 0 | 0
| Total WTP (Million USD) | 0 | 0 | 0 | 0 | 0 | 0.13667 | 0.28883 | 0.33159 | 0.34261 | 0.35399 | 0.36576 | 0.37791 | 0.39047 | 0.40344 | 0.41685 | 0.4307 | 0.44501 | 0.4598 | 0.47508 | 0.49087 | 0.50718
Reduced technical losses
| Total value of reduced losses (Million USD) | 0 | 0 | 0 | 0 | 0 | 0 | 0 | 0 | 0 | 0 | 0 | 0 | 0 | 0 | 0 | 0 | 0 | 0 | 0 | 0 | 0
| Total benefits (Million USD)………………………………………. | 0 | 0 | 0 | 0 | 0 | 0.13667 | 0.28883 | 0.33159 | 0.34261 | 0.35399 | 0.36576 | 0.37791 | 0.39047 | 0.40344 | 0.41685 | 0.4307 | 0.44501 | 0.4598 | 0.47508 | 0.49087 | 0.50718
| Net Benefits (Million USD)………………………………………………….. | 0 | -0.017247 | -0.099723 | -0.98361 | -0.95155 | -1.2292 | 0.028813 | 0.19277 | 0.21678 | 0.22402 | 0.23151 | 0.23924 | 0.24724 | 0.2555 | 0.26404 | 0.27286 | 0.28197 | 0.29139 | 0.30112 | 0.31118 | 0.32157

## WTP
Tanzania: Distribution Systems Rehabilitation and Extension Activity | [5 empty] | Last updated: 9/25/2017
Willingness to Pay Calculations
|  | Small | Large | Weighted average WTP: c/kWh | Average consumption: kWh pa
| Base WTP estimate: c/kWh | 75 | 57
Weights
| Commercial - T2 | 0% | 100% | 57 | 2000
| Domestic Urban - T1 | 15% | 85% | 59.7 | 1737.5
| Domestic Rural - T1/D1 | 70% | 30% | 69.6 | 775
| Annual consumption: kWh | 250 | 2000 |  | 2250
| Percent of annual consumption | 11.11% | 88.89% | 59
| Willingness to pay for existing costumers |  |  | 29.5

## LRMC
| Tanzania: Distribution Systems Rehabilitation and Extension Activity | [9 empty] | Last updated: 9/25/2017
Long Run Marginal Cost Calculations
2 | Calculations for Tanzania long run marginal cost (LRMC) of electricity generation: USD/kWh at station gate
|  | Weight in LRMC: % | Capex: $/kW | Discount rate: % | IDC scalar | Annuity term: yrs | Annuitised capex: $/kW | Annual LF% | Annual overhead: $/kW | Plant efficiency: % HHV | Delivered fuel cost: $/GJ | Fuel generation cost: $/kWh | Non-fuel variable cost: $/kWh | Non-fuel costs: $/kWh | Total costs: $/kWh
| Hydro | 35% | 2500 | 10% | 1.4 | 30 | 371.2774 | 55% | 50 | - | 0 | 0 | 0.005 | 0.087438 | 0.092438
3 | Gas-CCGT | 25% | 1100 | 10% | 1.2 | 20 | 155.0467 | 60% | 38.5 | 47% | 9.0476 | 0.069301 | 0.015 | 0.036824 | 0.12112
4 | Gas-OCGT | 10% | 600 | 10% | 1.15 | 15 | 90.7169 | 15% | 18 | 32% | 10 | 0.1125 | 0.01 | 0.082737 | 0.20524
| Coal | 20% | 2500 | 10% | 1.3 | 20 | 381.7438 | 75% | 100 | 36% | 5 | 0.05 | 0.02 | 0.073325 | 0.14332
5 | HFO-engines, low-speed diesel | 8% | 1800 | 10% | 1.05 | 20 | 221.9987 | 10% | 36 | 36% | 13 | 0.13 | 0.01 | 0.29452 | 0.43452
6 | Diesel engines, medium-speed | 2% | 1200 | 10% | 1.05 | 20 | 147.9991 | 5% | 48 | 38% | 25 | 0.23684 | 0.005 | 0.44749 | 0.68933
|  | 100% | [12 empty] | 0.16037
| Long-Run Marginal Cost Scenarios | [5 empty] | Connection Cost Estimates
| Low case | [7 empty] | Commercial | Urban domestic | Rural domestic
|  | Un-scaled LRMC in US cents/kWh | Loss factors |  | LRMC scaled for losses: c/kWh |  | Type of S/L | TANESCO average cost: USD/connection | Weighting
|  |  | Transmission | Distribution |  |  | Single phase 30 metres | 267 | 75% | 95% | 80%
| Generation | 10 | 5% | 8.1% | 11.3505 |  | Single phase 70 metres | 861 | 20% | 5% | 15%
| Transmission | 1.8 |  | 8.1% | 1.9458 |  | Single phase 120 metres | 1290 | 5% | 0% | 5%
| Distribution (50%) | 1.4 |  |  | 1.4 |  |  |  | Scaling for customer size
| Total | 13.2 |  |  | 14.6963 |  |  |  | 150% | 100% | 100%
[7 empty] | Weighted and scaled connection cost |  | 655.425 | 296.7 | 407.25
Central case
|  | Un-scaled LRMC in US cents/kWh | Loss factors |  | LRMC scaled for losses: c/kWh
|  |  | Transmission | Distribution
| Generation | 16.04 | 5% | 8.1% | 18.2062
| Transmission | 1.8 |  | 8.1% | 1.9458
| Distribution (50%) | 1.4 |  |  | 1.4
| Total | 19.24 |  |  | 21.552
High case
|  | Un-scaled LRMC in US cents/kWh | Loss factors |  | LRMC scaled for losses: c/kWh
|  |  | Transmission | Distribution
| Generation | 20 | 5% | 8.1% | 22.701
| Transmission | 1.8 |  | 8.1% | 1.9458
| Distribution (50%) | 1.4 |  |  | 1.4
| Total | 23.2 |  |  | 26.0468
Notes
1 | Source: Mott MacDonald Inc., based on Tanesco PSMP 2012.
2 | Builds up LRMC based on a weighted average of levelised cost of generation for the main generation types. Weights are an estimate of what types of plant would be built today if replanting the whole system. Have taken ballpark capex, opex and efficiency from MottMac experience elsewhere and scaled for Tanzania conditions. Fuel costs based on international price of coal and HFO. Gas is set between production costs and world price level - (premium for gas OCGT vs CCGT reflects swing premium). Wind is not explicitly included, but has similar costs to hydro, although annual availabilities are less (around 35%). Carbon costs are excluded.
3 | Based on netback price for sales into export markets rather than internal resouce cost
4 | Same price as Gas-CCGT plus a small small swing premium
5 | Assumes $100/bbl crude and US$50/t transport cost
6 | Ibid.

## Sensitivity
| Tanzania: Distribution Systems Rehabilitation and Extension Activity | [11 empty] | Last updated: 9/25/2017
Monte Carlo Simulation
Crystal Ball Report - Full
Simulation started on 9/25/2017 at 5:21 PM
Simulation stopped on 9/25/2017 at 5:23 PM
| Run preferences: |  |  |  | Crystal Ball data:
|  | Number of trials run | 10000 |  |  | Assumptions |  | 3
|  | Monte Carlo |  |  |  | Correlations |  | 1
|  | Random seed |  |  |  | Correlated groups |  | 1
|  | Precision control on |  |  |  | Decision variables |  | 0
|  | Confidence level | 95% |  |  | Forecasts |  | 8
Run statistics:
|  | Total running time (sec) | 88.4654
|  | Trials/second (average) | 113.0386
|  | Random numbers per sec | 339.1157
|  |  |  | Forecasts | [8 empty] | Assumptions
Worksheet: [TZA-TD-ERR-092517.xlsm]Summary | [8 empty] | Worksheet: [TZA-TD-ERR-092517.xlsm]ERR & Sensitivity Analysis
Forecast: ERR: All Regions | [6 empty] | Cell: K5 |  | Assumption: Long run marginal cost of generation, excluding losses (US$/kWh) | [5 empty] | Cell: D13
| Summary: | [8 empty] | Normal distribution with parameters:
|  | Certainty level is 65.59% | [8 empty] | Mean | 0.1604
|  | Certainty range is from 10.0% to Infinity | [8 empty] | Std. Dev. | 0.01604
Entire range is from 1.2% to 17.1%
Base case is 12.3%
After 10,000 trials, the std. error of the mean is 0.0%
[10 empty] | Correlated with: |  |  |  | Coefficient
[11 empty] | Willingness-to-pay estimates as a percentage of base estimates (D12) |  |  | 0.5
[9 empty] | Assumption: Number of initial connections as a percentage of ex ante estimates | [5 empty] | Cell: D14
Normal distribution with parameters:
[11 empty] | Mean | 29.07%
[11 empty] | Std. Dev. | 1%
[9 empty] | Assumption: Willingness-to-pay estimates as a percentage of base estimates | [5 empty] | Cell: D12
| Statistics: |  | Forecast values | [6 empty] | Triangular distribution with parameters:
|  | Trials | 10000 | [7 empty] | Minimum | 50%
|  | Base Case | 12.34% | [7 empty] | Likeliest | 100%
|  | Mean | 10.91% | [7 empty] | Maximum | 130%
|  | Median | 11.39%
|  | Mode | ---
|  | Standard Deviation | 3.085%
|  | Variance | 0.09516%
|  | Skewness | -0.5547
|  | Kurtosis | 2.7371 | [6 empty] | Correlated with: |  |  |  | Coefficient
|  | Coeff. of Variability | 0.28267 | [7 empty] | Long run marginal cost of generation, excluding losses (US$/kWh) (D13) |  |  | 0.5
|  | Minimum | 1.23%
|  | Maximum | 17.06% | [5 empty] | End of Assumptions
|  | Range Width | 15.83%
|  | Mean Std. Error | 0.03085%
Forecast: ERR: All Regions (cont'd) | [6 empty] | Cell: K5
| Percentiles: |  | Forecast values
|  | 0% | 1.23%
|  | 10% | 6.439%
|  | 20% | 8.233%
|  | 30% | 9.541%
|  | 40% | 10.55%
|  | 50% | 11.39%
|  | 60% | 12.13%
|  | 70% | 12.82%
|  | 80% | 13.63%
|  | 90% | 14.61%
|  | 100% | 17.06%
Forecast: ERR: Dodoma | [6 empty] | Cell: E5
Summary:
Certainty level is 56.92%
Certainty range is from 10.0% to Infinity
Entire range is from -1.8% to 17.4%
Base case is 11.8%
After 10,000 trials, the std. error of the mean is 0.0%
| Statistics: |  | Forecast values
|  | Trials | 10000
|  | Base Case | 11.8%
|  | Mean | 10.1%
|  | Median | 10.68%
|  | Mode | ---
|  | Standard Deviation | 3.605%
|  | Variance | 0.13%
|  | Skewness | -0.58918
|  | Kurtosis | 2.8112
|  | Coeff. of Variability | 0.35712
|  | Minimum | -1.842%
|  | Maximum | 17.43%
|  | Range Width | 19.27%
|  | Mean Std. Error | 0.03605%
Forecast: ERR: Dodoma (cont'd) | [6 empty] | Cell: E5
| Percentiles: |  | Forecast values
|  | 0% | -1.842%
|  | 10% | 4.887%
|  | 20% | 7.016%
|  | 30% | 8.517%
|  | 40% | 9.693%
|  | 50% | 10.68%
|  | 60% | 11.53%
|  | 70% | 12.33%
|  | 80% | 13.26%
|  | 90% | 14.39%
|  | 100% | 17.43%
Forecast: ERR: Iringa | [6 empty] | Cell: G5
Summary:
Certainty level is 0.36%
Certainty range is from 10.0% to Infinity
Entire range is from -4.5% to 10.6%
Base case is 6.3%
After 10,000 trials, the std. error of the mean is 0.0%
| Statistics: |  | Forecast values
|  | Trials | 10000
|  | Base Case | 6.295%
|  | Mean | 4.941%
|  | Median | 5.418%
|  | Mode | ---
|  | Standard Deviation | 2.867%
|  | Variance | 0.0822%
|  | Skewness | -0.60834
|  | Kurtosis | 2.8283
|  | Coeff. of Variability | 0.58026
|  | Minimum | -4.502%
|  | Maximum | 10.59%
|  | Range Width | 15.09%
|  | Mean Std. Error | 0.02867%
Forecast: ERR: Iringa (cont'd) | [6 empty] | Cell: G5
| Percentiles: |  | Forecast values
|  | 0% | -4.502%
|  | 10% | 0.7822%
|  | 20% | 2.483%
|  | 30% | 3.692%
|  | 40% | 4.632%
|  | 50% | 5.417%
|  | 60% | 6.082%
|  | 70% | 6.718%
|  | 80% | 7.458%
|  | 90% | 8.34%
|  | 100% | 10.59%
Forecast: ERR: Kigoma | [6 empty] | Cell: J5
Summary:
Certainty level is 0.00%
Certainty range is from 10.0% to Infinity
Entire range is from -11.6% to 5.8%
Base case is 1.2%
After 10,000 trials, the std. error of the mean is 0.0%
| Statistics: |  | Forecast values
|  | Trials | 10000
|  | Base Case | 1.163%
|  | Mean | -0.3342%
|  | Median | 0.2309%
|  | Mode | ---
|  | Standard Deviation | 3.082%
|  | Variance | 0.09499%
|  | Skewness | -0.71203
|  | Kurtosis | 3.0608
|  | Coeff. of Variability | -9.2225
|  | Minimum | -11.61%
|  | Maximum | 5.758%
|  | Range Width | 17.37%
|  | Mean Std. Error | 0.03082%
Forecast: ERR: Kigoma (cont'd) | [6 empty] | Cell: J5
| Percentiles: |  | Forecast values
|  | 0% | -11.61%
|  | 10% | -4.763%
|  | 20% | -2.89%
|  | 30% | -1.602%
|  | 40% | -0.602%
|  | 50% | 0.2308%
|  | 60% | 0.9394%
|  | 70% | 1.597%
|  | 80% | 2.337%
|  | 90% | 3.24%
|  | 100% | 5.758%
Forecast: ERR: Mbeya | [6 empty] | Cell: I5
Summary:
Certainty level is 98.99%
Certainty range is from 10.0% to Infinity
Entire range is from 8.4% to 23.8%
Base case is 19.1%
After 10,000 trials, the std. error of the mean is 0.0%
| Statistics: |  | Forecast values
|  | Trials | 10000
|  | Base Case | 19.06%
|  | Mean | 17.67%
|  | Median | 18.12%
|  | Mode | ---
|  | Standard Deviation | 3.083%
|  | Variance | 0.09505%
|  | Skewness | -0.50865
|  | Kurtosis | 2.6636
|  | Coeff. of Variability | 0.17445
|  | Minimum | 8.403%
|  | Maximum | 23.76%
|  | Range Width | 15.36%
|  | Mean Std. Error | 0.03083%
Forecast: ERR: Mbeya (cont'd) | [6 empty] | Cell: I5
| Percentiles: |  | Forecast values
|  | 0% | 8.403%
|  | 10% | 13.19%
|  | 20% | 14.98%
|  | 30% | 16.28%
|  | 40% | 17.28%
|  | 50% | 18.12%
|  | 60% | 18.87%
|  | 70% | 19.58%
|  | 80% | 20.4%
|  | 90% | 21.42%
|  | 100% | 23.76%
Forecast: ERR: Morogoro | [6 empty] | Cell: F5
Summary:
Certainty level is 83.84%
Certainty range is from 10.0% to Infinity
Entire range is from 3.2% to 20.2%
Base case is 15.1%
After 10,000 trials, the std. error of the mean is 0.0%
| Statistics: |  | Forecast values
|  | Trials | 10000
|  | Base Case | 15.08%
|  | Mean | 13.55%
|  | Median | 14.06%
|  | Mode | ---
|  | Standard Deviation | 3.309%
|  | Variance | 0.1095%
|  | Skewness | -0.53983
|  | Kurtosis | 2.7144
|  | Coeff. of Variability | 0.2441
|  | Minimum | 3.247%
|  | Maximum | 20.18%
|  | Range Width | 16.93%
|  | Mean Std. Error | 0.03309%
Forecast: ERR: Morogoro (cont'd) | [6 empty] | Cell: F5
| Percentiles: |  | Forecast values
|  | 0% | 3.247%
|  | 10% | 8.759%
|  | 20% | 10.67%
|  | 30% | 12.07%
|  | 40% | 13.16%
|  | 50% | 14.06%
|  | 60% | 14.84%
|  | 70% | 15.61%
|  | 80% | 16.47%
|  | 90% | 17.54%
|  | 100% | 20.18%
Forecast: ERR: Mwanza | [6 empty] | Cell: H5
Summary:
Certainty level is 76.40%
Certainty range is from 10.0% to Infinity
Entire range is from 2.6% to 18.4%
Base case is 13.6%
After 10,000 trials, the std. error of the mean is 0.0%
| Statistics: |  | Forecast values
|  | Trials | 10000
|  | Base Case | 13.6%
|  | Mean | 12.17%
|  | Median | 12.64%
|  | Mode | ---
|  | Standard Deviation | 3.098%
|  | Variance | 0.09601%
|  | Skewness | -0.5434
|  | Kurtosis | 2.7196
|  | Coeff. of Variability | 0.25457
|  | Minimum | 2.565%
|  | Maximum | 18.37%
|  | Range Width | 15.81%
|  | Mean Std. Error | 0.03098%
Forecast: ERR: Mwanza (cont'd) | [6 empty] | Cell: H5
| Percentiles: |  | Forecast values
|  | 0% | 2.565%
|  | 10% | 7.682%
|  | 20% | 9.481%
|  | 30% | 10.78%
|  | 40% | 11.8%
|  | 50% | 12.64%
|  | 60% | 13.38%
|  | 70% | 14.09%
|  | 80% | 14.9%
|  | 90% | 15.9%
|  | 100% | 18.37%
Forecast: ERR: Tanga | [6 empty] | Cell: D5
Summary:
Certainty level is 20.08%
Certainty range is from 10.0% to Infinity
Entire range is from 0.2% to 12.6%
Base case is 9.0%
After 10,000 trials, the std. error of the mean is 0.0%
| Statistics: |  | Forecast values
|  | Trials | 10000
|  | Base Case | 8.961%
|  | Mean | 7.829%
|  | Median | 8.21%
|  | Mode | ---
|  | Standard Deviation | 2.474%
|  | Variance | 0.06119%
|  | Skewness | -0.55676
|  | Kurtosis | 2.7335
|  | Coeff. of Variability | 0.31599
|  | Minimum | 0.1759%
|  | Maximum | 12.61%
|  | Range Width | 12.43%
|  | Mean Std. Error | 0.02474%
Forecast: ERR: Tanga (cont'd) | [6 empty] | Cell: D5
| Percentiles: |  | Forecast values
|  | 0% | 0.1759%
|  | 10% | 4.215%
|  | 20% | 5.693%
|  | 30% | 6.738%
|  | 40% | 7.547%
|  | 50% | 8.21%
|  | 60% | 8.799%
|  | 70% | 9.368%
|  | 80% | 10%
|  | 90% | 10.8%
|  | 100% | 12.61%
End of Forecasts

## Beneficiaries
Tanzania: Distribution Systems Rehabilitation and Extension Activity | [14 empty] | Last updated: 9/25/2017
Beneficiary Estimates | [8 empty] | Y0 | Y1 | Y2 | Y3 | Y4 | Y5 | Y6 | Y7 | Y8 | Y9 | Y10 | Y11 | Y12 | Y13 | Y14 | Y15 | Y16 | Y17 | Y18 | Y19 | Y20
[9 empty] | 2008 | 2009 | 2010 | 2011 | 2012 | 2013 | 2014 | 2015 | 2016 | 2017 | 2018 | 2019 | 2020 | 2021 | 2022 | 2023 | 2024 | 2025 | 2026 | 2027 | 2028
Proportion
Tanga | New customers | [7 empty] | 0 | 0 | 0 | 0 | 0 | 1652.1438 | 2192.8218 | 2355.048 | 2409.2141 | 2464.6261 | 2521.3125 | 2579.3026 | 2638.6266 | 2699.315 | 2761.3993 | 2824.9114 | 2889.8844 | 2956.3517 | 3024.3478 | 3093.9078 | 3165.0677
| Commercial - T2 | 7.47% | [6 empty] | 0 | 0 | 0 | 0 | 0 | 123.413 | 163.801 | 175.9191 | 179.9652 | 184.1044 | 188.3388 | 192.6706 | 197.1021 | 201.6354 | 206.273 | 211.0173 | 215.8707 | 220.8357 | 225.915 | 231.111 | 236.4266
| Domestic Urban - T1 | 47.88% | [6 empty] | 0 | 0 | 0 | 0 | 0 | 791.1093 | 1050.0065 | 1127.6866 | 1153.6234 | 1180.1567 | 1207.3003 | 1235.0682 | 1263.4748 | 1292.5347 | 1322.263 | 1352.6751 | 1383.7866 | 1415.6137 | 1448.1728 | 1481.4808 | 1515.5548
| Domestic Rural - T1 | 44.65% | [6 empty] | 0 | 0 | 0 | 0 | 0 | 737.6214 | 979.0143 | 1051.4423 | 1075.6255 | 1100.3649 | 1125.6733 | 1151.5638 | 1178.0497 | 1205.1449 | 1232.8632 | 1261.2191 | 1290.2271 | 1319.9023 | 1350.2601 | 1381.3161 | 1413.0863
| Existing customers | [7 empty] | 0 | 0 | 0 | 0 | 51397 | 51397 | 52579.131 | 53788.451 | 55025.5854 | 56291.1739 | 57585.8708 | 58910.3459 | 60265.2838 | 61651.3854 | 63069.3672 | 64519.9627 | 66003.9218 | 67522.012 | 69075.0183 | 70663.7437 | 72289.0098
| Commercial - T2 | 7.47% | [6 empty] | 0 | 0 | 0 | 0 | 3839.2908 | 3839.2908 | 3927.5945 | 4017.9292 | 4110.3416 | 4204.8794 | 4301.5917 | 4400.5283 | 4501.7404 | 4605.2805 | 4711.2019 | 4819.5595 | 4930.4094 | 5043.8088 | 5159.8164 | 5278.4922 | 5399.8975
| Domestic Urban - T1 | 47.88% | [6 empty] | 0 | 0 | 0 | 0 | 24610.8387 | 24610.8387 | 25176.888 | 25755.9565 | 26348.3435 | 26954.3554 | 27574.3055 | 28208.5146 | 28857.3104 | 29521.0285 | 30200.0122 | 30894.6125 | 31605.1886 | 32332.1079 | 33075.7464 | 33836.4885 | 34614.7278
| Domestic Rural - T1 | 44.65% | [6 empty] | 0 | 0 | 0 | 0 | 22946.8704 | 22946.8704 | 23474.6484 | 24014.5653 | 24566.9003 | 25131.9391 | 25709.9736 | 26301.303 | 26906.233 | 27525.0764 | 28158.1531 | 28805.7907 | 29468.3238 | 30146.0953 | 30839.4555 | 31548.763 | 32274.3845
| Total customers | [7 empty] | 0 | 0 | 0 | 0 | 51397 | 53049.1438 | 54771.9528 | 56143.499 | 57434.7995 | 58755.7999 | 60107.1833 | 61489.6485 | 62903.9104 | 64350.7004 | 65830.7665 | 67344.8741 | 68893.8062 | 70478.3638 | 72099.3661 | 73757.6516 | 75454.0775
Dodoma | New customers | [7 empty] | 0 | 0 | 0 | 0 | 0 | 2333.7443 | 4089.4187 | 4561.985 | 4666.9107 | 4774.2496 | 4884.0573 | 4996.3907 | 5111.3076 | 5228.8677 | 5349.1317 | 5472.1617 | 5598.0214 | 5726.7759 | 5858.4918 | 5993.2371 | 6131.0815
| Commercial - T2 | 8.683% | [6 empty] | 0 | 0 | 0 | 0 | 0 | 202.6477 | 355.0994 | 396.1341 | 405.2452 | 414.5658 | 424.1008 | 433.8551 | 443.8338 | 454.042 | 464.4849 | 475.1681 | 486.097 | 497.2772 | 508.7146 | 520.415 | 532.3845
| Domestic Urban - T1 | 35.36% | [6 empty] | 0 | 0 | 0 | 0 | 0 | 825.1127 | 1445.8444 | 1612.9237 | 1650.021 | 1687.9715 | 1726.7948 | 1766.5111 | 1807.1409 | 1848.7051 | 1891.2253 | 1934.7235 | 1979.2221 | 2024.7442 | 2071.3134 | 2118.9536 | 2167.6895
| Domestic Rural - T1 | 55.96% | [6 empty] | 0 | 0 | 0 | 0 | 0 | 1305.984 | 2288.4749 | 2552.9272 | 2611.6445 | 2671.7123 | 2733.1617 | 2796.0244 | 2860.333 | 2926.1207 | 2993.4214 | 3062.2701 | 3132.7023 | 3204.7545 | 3278.4638 | 3353.8685 | 3431.0075
| Existing customers | [7 empty] | 0 | 0 | 0 | 0 | 32276 | 32276 | 33018.348 | 33777.77 | 34554.6587 | 35349.4159 | 36162.4524 | 36994.1888 | 37845.0552 | 38715.4914 | 39605.9478 | 40516.8845 | 41448.7729 | 42402.0947 | 43377.3428 | 44375.0217 | 45395.6472
| Commercial - T2 | 8.683% | [6 empty] | 0 | 0 | 0 | 0 | 2802.6447 | 2802.6447 | 2867.1056 | 2933.049 | 3000.5091 | 3069.5208 | 3140.1198 | 3212.3426 | 3286.2265 | 3361.8097 | 3439.1313 | 3518.2313 | 3599.1506 | 3681.9311 | 3766.6155 | 3853.2477 | 3941.8724
| Domestic Urban - T1 | 35.36% | [6 empty] | 0 | 0 | 0 | 0 | 11411.42 | 11411.42 | 11673.8826 | 11942.3819 | 12217.0567 | 12498.049 | 12785.5041 | 13079.5707 | 13380.4009 | 13688.1501 | 14002.9775 | 14325.046 | 14654.5221 | 14991.5761 | 15336.3823 | 15689.1191 | 16049.9689
| Domestic Rural - T1 | 55.96% | [6 empty] | 0 | 0 | 0 | 0 | 18061.9353 | 18061.9353 | 18477.3598 | 18902.3391 | 19337.0929 | 19781.846 | 20236.8285 | 20702.2755 | 21178.4279 | 21665.5317 | 22163.8389 | 22673.6072 | 23195.1002 | 23728.5875 | 24274.345 | 24832.6549 | 25403.806
| Total customers | [7 empty] | 0 | 0 | 0 | 0 | 32276 | 34609.7443 | 37107.7667 | 38339.755 | 39221.5694 | 40123.6655 | 41046.5098 | 41990.5795 | 42956.3628 | 43944.3592 | 44955.0794 | 45989.0463 | 47046.7943 | 48128.8706 | 49235.8346 | 50368.2588 | 51526.7288
Morogoro | New customers | [7 empty] | 0 | 0 | 0 | 0 | 0 | 1973.5533 | 2963.9865 | 3242.3272 | 3316.9007 | 3393.1894 | 3471.2328 | 3551.0711 | 3632.7458 | 3716.2989 | 3801.7738 | 3889.2146 | 3978.6665 | 4070.1759 | 4163.7899 | 4259.5571 | 4357.5269
| Commercial - T2 | 12.73% | [6 empty] | 0 | 0 | 0 | 0 | 0 | 251.3316 | 377.4631 | 412.9097 | 422.4066 | 432.122 | 442.0608 | 452.2282 | 462.6294 | 473.2699 | 484.1551 | 495.2907 | 506.6823 | 518.336 | 530.2578 | 542.4537 | 554.9301
| Domestic Urban - T1 | 35.66% | [6 empty] | 0 | 0 | 0 | 0 | 0 | 703.7285 | 1056.8965 | 1156.1471 | 1182.7385 | 1209.9415 | 1237.7701 | 1266.2388 | 1295.3623 | 1325.1557 | 1355.6343 | 1386.8138 | 1418.7106 | 1451.3409 | 1484.7217 | 1518.8703 | 1553.8044
| Domestic Rural - T1 | 51.61% | [6 empty] | 0 | 0 | 0 | 0 | 0 | 1018.4932 | 1529.6269 | 1673.2704 | 1711.7556 | 1751.126 | 1791.4019 | 1832.6041 | 1874.754 | 1917.8734 | 1961.9845 | 2007.1101 | 2053.2736 | 2100.4989 | 2148.8104 | 2198.2331 | 2248.7924
| Existing customers | [7 empty] | 0 | 0 | 0 | 0 | 47388 | 47388 | 48477.924 | 49592.9163 | 50733.5533 | 51900.4251 | 53094.1348 | 54315.2999 | 55564.5518 | 56842.5365 | 58149.9149 | 59487.3629 | 60855.5722 | 62255.2504 | 63687.1212 | 65151.925 | 66650.4192
| Commercial - T2 | 12.73% | [6 empty] | 0 | 0 | 0 | 0 | 6034.8518 | 6034.8518 | 6173.6534 | 6315.6474 | 6460.9073 | 6609.5081 | 6761.5268 | 6917.0419 | 7076.1339 | 7238.885 | 7405.3793 | 7575.7031 | 7749.9442 | 7928.193 | 8110.5414 | 8297.0838 | 8487.9168
| Domestic Urban - T1 | 35.66% | [6 empty] | 0 | 0 | 0 | 0 | 16897.5849 | 16897.5849 | 17286.2294 | 17683.8127 | 18090.5404 | 18506.6228 | 18932.2751 | 19367.7174 | 19813.1749 | 20268.878 | 20735.0622 | 21211.9686 | 21699.8439 | 22198.9403 | 22709.5159 | 23231.8348 | 23766.167
| Domestic Rural - T1 | 51.61% | [6 empty] | 0 | 0 | 0 | 0 | 24455.5633 | 24455.5633 | 25018.0412 | 25593.4562 | 26182.1057 | 26784.2941 | 27400.3329 | 28030.5405 | 28675.243 | 29334.7736 | 30009.4734 | 30699.6912 | 31405.7841 | 32128.1172 | 32867.0639 | 33623.0063 | 34396.3355
| Total customers | [7 empty] | 0 | 0 | 0 | 0 | 47388 | 48477.924 | 49592.9163 | 50733.5533 | 51900.4251 | 53094.1348 | 54315.2999 | 55564.5518 | 59197.2976 | 60558.8355 | 61951.6887 | 63376.5775 | 64834.2388 | 66325.4263 | 67850.9111 | 69411.482 | 71007.9461
Iringa | New customers | [7 empty] | 0 | 0 | 0 | 0 | 0 | 1435.1052 | 1947.1407 | 2098.4566 | 2146.7211 | 2196.0957 | 2246.6059 | 2298.2779 | 2351.1383 | 2405.2144 | 2460.5344 | 2517.1267 | 2575.0206 | 2634.2461 | 2694.8337 | 2756.8149 | 2820.2216
| Commercial - T2 | 15.07% | [6 empty] | 0 | 0 | 0 | 0 | 0 | 216.3331 | 293.5193 | 316.3292 | 323.6048 | 331.0477 | 338.6618 | 346.451 | 354.4194 | 362.5711 | 370.9102 | 379.4411 | 388.1683 | 397.0961 | 406.2294 | 415.5726 | 425.1308
| Domestic Urban - T1 | 35.17% | [6 empty] | 0 | 0 | 0 | 0 | 0 | 504.7773 | 684.8784 | 738.1015 | 755.0779 | 772.4447 | 790.2109 | 808.3858 | 826.9786 | 845.9991 | 865.4571 | 885.3626 | 905.726 | 926.5577 | 947.8685 | 969.6695 | 991.9719
| Domestic Rural - T1 | 49.75% | [6 empty] | 0 | 0 | 0 | 0 | 0 | 713.9947 | 968.743 | 1044.0259 | 1068.0385 | 1092.6033 | 1117.7332 | 1143.4411 | 1169.7402 | 1196.6443 | 1224.1671 | 1252.3229 | 1281.1263 | 1310.5923 | 1340.7359 | 1371.5728 | 1403.119
| Existing customers | [7 empty] | 0 | 0 | 0 | 0 | 42922 | 42922 | 43909.206 | 44919.1177 | 45952.2574 | 47009.1594 | 48090.37 | 49196.4485 | 50327.9669 | 51485.5101 | 52669.6768 | 53881.0794 | 55120.3442 | 56388.1121 | 57685.0387 | 59011.7946 | 60369.0659
| Commercial - T2 | 15.07% | [6 empty] | 0 | 0 | 0 | 0 | 6470.2234 | 6470.2234 | 6619.0386 | 6771.2765 | 6927.0158 | 7086.3372 | 7249.3229 | 7416.0574 | 7586.6267 | 7761.1191 | 7939.6248 | 8122.2362 | 8309.0476 | 8500.1557 | 8695.6593 | 8895.6595 | 9100.2597
| Domestic Urban - T1 | 35.17% | [6 empty] | 0 | 0 | 0 | 0 | 15097.188 | 15097.188 | 15444.4233 | 15799.6451 | 16163.0369 | 16534.7868 | 16915.0869 | 17304.1339 | 17702.1289 | 18109.2779 | 18525.7913 | 18951.8845 | 19387.7778 | 19833.6967 | 20289.8718 | 20756.5388 | 21233.9392
| Domestic Rural - T1 | 49.75% | [6 empty] | 0 | 0 | 0 | 0 | 21354.5885 | 21354.5885 | 21845.7441 | 22348.1962 | 22862.2047 | 23388.0354 | 23925.9602 | 24476.2573 | 25039.2112 | 25615.1131 | 26204.2607 | 26806.9587 | 27423.5187 | 28054.2597 | 28699.5076 | 29359.5963 | 30034.867
| Total customers | [7 empty] | 0 | 0 | 0 | 0 | 42922 | 44357.1052 | 45856.3467 | 47017.5744 | 48098.9786 | 49205.2551 | 50336.976 | 51494.7264 | 52679.1051 | 53890.7245 | 55130.2112 | 56398.2061 | 57695.3648 | 59022.3582 | 60379.8724 | 61768.6095 | 63189.2875
Mwanza | New customers | [7 empty] | 0 | 0 | 0 | 0 | 0 | 2121.4498 | 3204.289 | 3507.9504 | 3588.6333 | 3671.1719 | 3755.6088 | 3841.9878 | 3930.3535 | 4020.7517 | 4113.229 | 4207.8332 | 4304.6134 | 4403.6195 | 4504.9028 | 4608.5155 | 4714.5114
| Commercial - T2 | 9.916% | [6 empty] | 0 | 0 | 0 | 0 | 0 | 210.369 | 317.7464 | 347.8583 | 355.859 | 364.0438 | 372.4168 | 380.9824 | 389.745 | 398.7091 | 407.8794 | 417.2606 | 426.8576 | 436.6754 | 446.7189 | 456.9934 | 467.5043
| Domestic Urban - T1 | 34.92% | [6 empty] | 0 | 0 | 0 | 0 | 0 | 740.7358 | 1118.8252 | 1224.8531 | 1253.0247 | 1281.8443 | 1311.3267 | 1341.4873 | 1372.3415 | 1403.9053 | 1436.1951 | 1469.2276 | 1503.0199 | 1537.5893 | 1572.9539 | 1609.1318 | 1646.1418
| Domestic Rural - T1 | 55.17% | [6 empty] | 0 | 0 | 0 | 0 | 0 | 1170.3451 | 1767.7174 | 1935.239 | 1979.7495 | 2025.2838 | 2071.8653 | 2119.5182 | 2168.2671 | 2218.1373 | 2269.1544 | 2321.345 | 2374.7359 | 2429.3548 | 2485.23 | 2542.3903 | 2600.8653
| Existing customers | [7 empty] | 0 | 0 | 0 | 0 | 50200 | 50200 | 51354.6 | 52535.7558 | 53744.0782 | 54980.192 | 56244.7364 | 57538.3653 | 58861.7477 | 60215.5679 | 61600.526 | 63017.3381 | 64466.7369 | 65949.4718 | 67466.3097 | 69018.0348 | 70605.4496
| Commercial - T2 | 9.916% | [6 empty] | 0 | 0 | 0 | 0 | 4977.974 | 4977.974 | 5092.4674 | 5209.5941 | 5329.4148 | 5451.9913 | 5577.3871 | 5705.667 | 5836.8974 | 5971.146 | 6108.4824 | 6248.9775 | 6392.704 | 6539.7362 | 6690.1501 | 6844.0235 | 7001.4361
| Domestic Urban - T1 | 34.92% | [6 empty] | 0 | 0 | 0 | 0 | 17528.0774 | 17528.0774 | 17931.2232 | 18343.6413 | 18765.5451 | 19197.1526 | 19638.6871 | 20090.3769 | 20552.4556 | 21025.1621 | 21508.7408 | 22003.4418 | 22509.521 | 23027.24 | 23556.8665 | 24098.6744 | 24652.9439
| Domestic Rural - T1 | 55.17% | [6 empty] | 0 | 0 | 0 | 0 | 27693.9486 | 27693.9486 | 28330.9094 | 28982.5204 | 29649.1183 | 30331.048 | 31028.6622 | 31742.3214 | 32472.3948 | 33219.2599 | 33983.3028 | 34764.9188 | 35564.5119 | 36382.4957 | 37219.2931 | 38075.3368 | 38951.0696
| Total customers | [7 empty] | 0 | 0 | 0 | 0 | 50200 | 52321.4498 | 54558.889 | 56043.7062 | 57332.7115 | 58651.3639 | 60000.3452 | 61380.3532 | 62792.1013 | 64236.3196 | 65713.755 | 67225.1713 | 68771.3503 | 70353.0913 | 71971.2124 | 73626.5503 | 75319.961
Mbeya | New customers | [7 empty] | 0 | 0 | 0 | 0 | 0 | 1753.6558 | 2119.4995 | 2240.6385 | 2292.1732 | 2344.8932 | 2398.8258 | 2453.9988 | 2510.4407 | 2568.1809 | 2627.249 | 2687.6757 | 2749.4923 | 2812.7306 | 2877.4234 | 2943.6042 | 3011.3071
| Commercial - T2 | 10.06% | [6 empty] | 0 | 0 | 0 | 0 | 0 | 176.3594 | 213.1511 | 225.3336 | 230.5163 | 235.8182 | 241.242 | 246.7905 | 252.4667 | 258.2735 | 264.2137 | 270.2907 | 276.5073 | 282.867 | 289.373 | 296.0285 | 302.8372
| Domestic Urban - T1 | 36.97% | [6 empty] | 0 | 0 | 0 | 0 | 0 | 648.38 | 783.6436 | 828.4324 | 847.4863 | 866.9785 | 886.919 | 907.3182 | 928.1865 | 949.5348 | 971.3741 | 993.7157 | 1016.5711 | 1039.9523 | 1063.8712 | 1088.3402 | 1113.372
| Domestic Rural - T1 | 52.97% | [6 empty] | 0 | 0 | 0 | 0 | 0 | 928.9164 | 1122.7049 | 1186.8725 | 1214.1706 | 1242.0965 | 1270.6648 | 1299.8901 | 1329.7875 | 1360.3726 | 1391.6612 | 1423.6694 | 1456.4138 | 1489.9113 | 1524.1793 | 1559.2354 | 1595.0978
| Existing customers | [7 empty] | 0 | 0 | 0 | 0 | 63013 | 63013 | 64462.299 | 65944.9319 | 67461.6653 | 69013.2836 | 70600.5891 | 72224.4027 | 73885.5639 | 75584.9319 | 77323.3854 | 79101.8232 | 80921.1651 | 82782.3519 | 84686.346 | 86634.132 | 88626.717
| Commercial - T2 | 10.06% | [6 empty] | 0 | 0 | 0 | 0 | 6337.009 | 6337.009 | 6482.7603 | 6631.8637 | 6784.3966 | 6940.4377 | 7100.0678 | 7263.3694 | 7430.4269 | 7601.3267 | 7776.1572 | 7955.0088 | 8137.974 | 8325.1474 | 8516.6258 | 8712.5082 | 8912.8959
| Domestic Urban - T1 | 36.97% | [6 empty] | 0 | 0 | 0 | 0 | 23297.8274 | 23297.8274 | 23833.6774 | 24381.852 | 24942.6346 | 25516.3152 | 26103.1904 | 26703.5638 | 27317.7458 | 27946.0539 | 28588.8132 | 29246.3559 | 29919.0221 | 30607.1596 | 31311.1242 | 32031.2801 | 32767.9995
| Domestic Rural - T1 | 52.97% | [6 empty] | 0 | 0 | 0 | 0 | 33378.1636 | 33378.1636 | 34145.8613 | 34931.2162 | 35734.6341 | 36556.5307 | 37397.3309 | 38257.4695 | 39137.3913 | 40037.5513 | 40958.415 | 41900.4586 | 42864.1691 | 43850.045 | 44858.596 | 45890.3437 | 46945.8216
| Total customers | [7 empty] | 0 | 0 | 0 | 0 | 63013 | 64766.6558 | 66581.7985 | 68185.5704 | 69753.8385 | 71358.1768 | 72999.4149 | 74678.4014 | 76396.0047 | 78153.1128 | 79950.6344 | 81789.499 | 83670.6574 | 85595.0826 | 87563.7695 | 89577.7362 | 91638.0241
Kigoma | New customers | [7 empty] | 0 | 0 | 0 | 0 | 0 | 194.5738 | 407.1456 | 462.7889 | 473.433 | 484.322 | 495.4614 | 506.857 | 518.5147 | 530.4405 | 542.6407 | 555.1214 | 567.8892 | 580.9506 | 594.3125 | 607.9817 | 621.9653
| Commercial - T2 | 2.776% | [6 empty] | 0 | 0 | 0 | 0 | 0 | 5.4014 | 11.3025 | 12.8472 | 13.1427 | 13.445 | 13.7542 | 14.0705 | 14.3942 | 14.7252 | 15.0639 | 15.4104 | 15.7648 | 16.1274 | 16.4983 | 16.8778 | 17.266
| Domestic Urban - T1 | 34.7% | [6 empty] | 0 | 0 | 0 | 0 | 0 | 67.518 | 141.2814 | 160.5899 | 164.2834 | 168.062 | 171.9274 | 175.8817 | 179.927 | 184.0653 | 188.2988 | 192.6297 | 197.0602 | 201.5926 | 206.2292 | 210.9725 | 215.8248
| Domestic Rural - T1 | 62.52% | [6 empty] | 0 | 0 | 0 | 0 | 0 | 121.6543 | 254.5617 | 289.3518 | 296.0069 | 302.8151 | 309.7798 | 316.9047 | 324.1935 | 331.65 | 339.2779 | 347.0813 | 355.0642 | 363.2307 | 371.585 | 380.1314 | 388.8745
| Existing customers | [7 empty] | 0 | 0 | 0 | 0 | 0 | 0 | 0 | 0 | 0 | 0 | 0 | 0 | 0 | 0 | 0 | 0 | 0 | 0 | 0 | 0 | 0
| Commercial - T2 | 2.776% | [6 empty] | 0 | 0 | 0 | 0 | 0 | 0 | 0 | 0 | 0 | 0 | 0 | 0 | 0 | 0 | 0 | 0 | 0 | 0 | 0 | 0 | 0
| Domestic Urban - T1 | 34.7% | [6 empty] | 0 | 0 | 0 | 0 | 0 | 0 | 0 | 0 | 0 | 0 | 0 | 0 | 0 | 0 | 0 | 0 | 0 | 0 | 0 | 0 | 0
| Domestic Rural - T1 | 62.52% | [6 empty] | 0 | 0 | 0 | 0 | 0 | 0 | 0 | 0 | 0 | 0 | 0 | 0 | 0 | 0 | 0 | 0 | 0 | 0 | 0 | 0 | 0
| Total customers | [7 empty] | 0 | 0 | 0 | 0 | 0 | 194.5738 | 407.1456 | 462.7889 | 473.433 | 484.322 | 495.4614 | 506.857 | 518.5147 | 530.4405 | 542.6407 | 555.1214 | 567.8892 | 580.9506 | 594.3125 | 607.9817 | 621.9653
Total customers for all regions | [8 empty] | 0 | 0 | 0 | 0 | 287196 | 297776.5966 | 308876.8156 | 316926.4473 | 324215.7556 | 331672.718 | 339301.1905 | 347105.1178 | 357443.2966 | 365664.4925 | 374074.7758 | 382678.4956 | 391480.101 | 400484.1434 | 409695.2787 | 419118.2701 | 428757.9903 | #REF!
Total Beneficiaries per year |  | Avg. HH Size
Tanga |  | 4.7 | [6 empty] | 0 | 0 | 0 | 0 | 223521.233 | 230706.2675 | 238198.6189 | 244163.3584 | 249779.1157 | 255524.0353 | 261401.0881 | 267413.3132 | 273563.8194 | 279855.7872 | 286292.4703 | 292877.1971 | 299613.3727 | 306504.4802 | 313554.0833 | 320765.8272 | 328143.4412 |  | Extensions | SS Upgrades | Total
Dodoma |  | 4.6 | [6 empty] | 0 | 0 | 0 | 0 | 135577.4342 | 145380.4786 | 155873.5842 | 161048.6309 | 164752.7494 | 168542.0626 | 172418.5301 | 176384.1563 | 180440.9918 | 184591.1347 | 188836.7308 | 193179.9756 | 197623.115 | 202168.4466 | 206818.3209 | 211575.1423 | 216441.3706 | Tanga | 5429.0457 | 21137.9501 | 26566.9957
Morogoro |  | 4.4 | [6 empty] | 0 | 0 | 0 | 0 | 181953.8522 | 189531.6276 | 197519.494 | 202869.4201 | 207535.4167 | 212308.7313 | 217191.8321 | 222187.2443 | 227297.5509 | 232525.3946 | 237873.4786 | 243344.5687 | 248941.4937 | 254667.1481 | 260524.4925 | 266516.5558 | 272646.4366 | Dodoma | 16197.1774 | 12075.3013 | 28272.4787
Iringa |  | 4.2 | [6 empty] | 0 | 0 | 0 | 0 | 153097.4616 | 158216.304 | 163563.9131 | 167705.8685 | 171563.1035 | 175509.0548 | 179545.7631 | 183675.3157 | 187899.8479 | 192221.5444 | 196642.6399 | 201165.4207 | 205792.2253 | 210525.4465 | 215367.5318 | 220320.985 | 225388.3677 | Morogoro | 10292.8725 | 10937.0193 | 21229.8918
Mwanza |  | 5.7 | [6 empty] | 0 | 0 | 0 | 0 | 257765.5483 | 268658.709 | 280147.4489 | 287771.6468 | 294390.3947 | 301161.3738 | 308088.0854 | 315174.1113 | 322423.1159 | 329838.8475 | 337425.141 | 345185.9193 | 353125.1954 | 361247.0749 | 369555.7576 | 378055.5401 | 386750.8175
Mbeya |  | 4.3 | [6 empty] | 0 | 0 | 0 | 0 | 243706.7611 | 250489.1359 | 257509.3151 | 263712.0042 | 269777.3803 | 275982.2601 | 282329.852 | 288823.4386 | 295466.3777 | 302262.1044 | 309214.1328 | 316326.0579 | 323601.5572 | 331044.393 | 338658.4141 | 346447.5576 | 354415.8514
Kigoma |  | 5.7 | [6 empty] | 0 | 0 | 0 | 0 | 0 | 1078.2823 | 2256.3058 | 2564.6676 | 2623.6549 | 2683.999 | 2745.7309 | 2808.8828 | 2873.4871 | 2939.5773 | 3007.1875 | 3076.3529 | 3147.109 | 3219.4925 | 3293.5408 | 3369.2922 | 3446.786
Total Beneficiaries per year | [8 empty] | 0 | 0 | 0 | 0 | 1195622.2904 | 1244060.805 | 1295068.68 | 1329835.5964 | 1360421.8151 | 1391711.5169 | 1423720.8818 | 1456466.4621 | 1489965.1907 | 1524234.3901 | 1559291.781 | 1595155.492 | 1631844.0683 | 1669376.4819 | 1707772.141 | 1747050.9002 | 1787233.0709
| Check | [7 empty] | 0 | 0 | 0 | 0 | 1195622.2904 | 1244060.805 | 1295068.68 | 1329835.5964 | 1360421.8151 | 1391711.5169 | 1423720.8818 | 1456466.4621 | 1489965.1907 | 1524234.3901 | 1559291.781 | 1595155.492 | 1631844.0683 | 1669376.4819 | 1707772.141 | 1747050.9002 | 1787233.0709
Existing Customer Beneficiaries per year
Tanga |  | 4.7 | [6 empty] | 0 | 0 | 0 | 0 | 223521.233 | 223521.233 | 228662.2214 | 233921.4525 | 239301.6459 | 244805.5837 | 250436.1122 | 256196.1428 | 262088.654 | 268116.6931 | 274283.377 | 280591.8947 | 287045.5083 | 293647.555 | 300401.4487 | 307310.682 | 314378.8277
Dodoma |  | 4.6 | [6 empty] | 0 | 0 | 0 | 0 | 135577.4342 | 135577.4342 | 138695.7152 | 141885.7166 | 145149.0881 | 148487.5171 | 151902.73 | 155396.4928 | 158970.6121 | 162626.9362 | 166367.3557 | 170193.8049 | 174108.2624 | 178112.7525 | 182209.3458 | 186400.1607 | 190687.3644 | Iringa | 5333.2094 | 6536.5193 | 11869.7288
Morogoro |  | 4.4 | [6 empty] | 0 | 0 | 0 | 0 | 181953.8522 | 181953.8522 | 186138.7908 | 190419.983 | 194799.6426 | 199280.0344 | 203863.4752 | 208552.3351 | 213349.0388 | 218256.0667 | 223275.9563 | 228411.3033 | 233664.7632 | 239039.0528 | 244536.951 | 250161.3009 | 255915.0108 | Mwanza | 10292.8725 | 10937.0193 | 21229.8918
Iringa |  | 4.2 | [6 empty] | 0 | 0 | 0 | 0 | 153097.4616 | 153097.4616 | 156618.7032 | 160220.9334 | 163906.0148 | 167675.8532 | 171532.3978 | 175477.6429 | 179513.6287 | 183642.4422 | 187866.2184 | 192187.1414 | 196607.4456 | 201129.4169 | 205755.3935 | 210487.7675 | 215328.9862
Mwanza |  | 5.7 | [6 empty] | 0 | 0 | 0 | 0 | 257765.5483 | 257765.5483 | 263694.1559 | 269759.1215 | 275963.5813 | 282310.7437 | 288803.8908 | 295446.3803 | 302241.647 | 309193.2049 | 316304.6486 | 323579.6555 | 331021.9876 | 338635.4933 | 346424.1097 | 354391.8642 | 362542.8771
Mbeya |  | 4.3 | [6 empty] | 0 | 0 | 0 | 0 | 243706.7611 | 243706.7611 | 249312.0166 | 255046.193 | 260912.2554 | 266913.2373 | 273052.2418 | 279332.4433 | 285757.0895 | 292329.5026 | 299053.0811 | 305931.302 | 312967.7219 | 320165.9796 | 327529.7971 | 335062.9824 | 342769.431 | Mbeya | 3632.6076 | 8415.0334 | 12047.6409
Kigoma |  | 5.7 | [6 empty] | 0 | 0 | 0 | 0 | 0 | 0 | 0 | 0 | 0 | 0 | 0 | 0 | 0 | 0 | 0 | 0 | 0 | 0 | 0 | 0 | 0 | Kigoma | 2315.3801 | 0 | 2315.3801
Existing Customer Beneficiaries per year | [8 empty] | 0 | 0 | 0 | 0 | 1195622.2904 | 1195622.2904 | 1223121.6031 | 1251253.4 | 1280032.2282 | 1309472.9694 | 1339590.8477 | 1370401.4372 | 1401920.6703 | 1434164.8457 | 1467150.6371 | 1500895.1018 | 1535415.6891 | 1570730.25 | 1606857.0457 | 1643814.7578 | 1681622.4972 | Total | 53493.1652 | 70038.8427 | 123532.0079
New Customer Beneficiaries per year
Tanga |  | 4.7 | [6 empty] | 0 | 0 | 0 | 0 | 0 | 7185.0344 | 9536.3975 | 10241.9059 | 10477.4698 | 10718.4516 | 10964.976 | 11217.1704 | 11475.1653 | 11739.0941 | 12009.0933 | 12285.3024 | 12567.8644 | 12856.9253 | 13152.6346 | 13455.1451 | 13764.6135
Dodoma |  | 4.6 | [6 empty] | 0 | 0 | 0 | 0 | 0 | 9803.0445 | 17177.869 | 19162.9143 | 19603.6613 | 20054.5455 | 20515.8001 | 20987.6635 | 21470.3797 | 21964.1984 | 22469.375 | 22986.1706 | 23514.8526 | 24055.6942 | 24608.9751 | 25174.9816 | 25754.0061
Morogoro |  | 4.4 | [6 empty] | 0 | 0 | 0 | 0 | 0 | 7577.7754 | 11380.7031 | 12449.4371 | 12735.7741 | 13028.6969 | 13328.3569 | 13634.9091 | 13948.5121 | 14269.3278 | 14597.5224 | 14933.2654 | 15276.7305 | 15628.0953 | 15987.5415 | 16355.2549 | 16731.4258
Iringa |  | 4.2 | [6 empty] | 0 | 0 | 0 | 0 | 0 | 5118.8425 | 6945.2099 | 7484.9351 | 7657.0886 | 7833.2017 | 8013.3653 | 8197.6727 | 8386.2192 | 8579.1022 | 8776.4216 | 8978.2793 | 9184.7797 | 9396.0296 | 9612.1383 | 9833.2175 | 10059.3815
Mwanza |  | 5.7 | [6 empty] | 0 | 0 | 0 | 0 | 0 | 10893.1607 | 16453.293 | 18012.5253 | 18426.8134 | 18850.6301 | 19284.1946 | 19727.7311 | 20181.4689 | 20645.6426 | 21120.4924 | 21606.2638 | 22103.2078 | 22611.5816 | 23131.648 | 23663.6759 | 24207.9404
Mbeya |  | 4.3 | [6 empty] | 0 | 0 | 0 | 0 | 0 | 6782.3748 | 8197.2985 | 8665.8112 | 8865.1249 | 9069.0228 | 9277.6103 | 9490.9953 | 9709.2882 | 9932.6018 | 10161.0517 | 10394.7559 | 10633.8352 | 10878.4135 | 11128.617 | 11384.5752 | 11646.4204
Kigoma |  | 5.7 | [6 empty] | 0 | 0 | 0 | 0 | 0 | 1078.2823 | 2256.3058 | 2564.6676 | 2623.6549 | 2683.999 | 2745.7309 | 2808.8828 | 2873.4871 | 2939.5773 | 3007.1875 | 3076.3529 | 3147.109 | 3219.4925 | 3293.5408 | 3369.2922 | 3446.786
Existing Customer Beneficiaries per year | [8 empty] | 0 | 0 | 0 | 0 | 0 | 48438.5146 | 71947.0769 | 78582.1964 | 80389.587 | 82238.5475 | 84130.0341 | 86065.0248 | 88044.5204 | 90069.5444 | 92141.1439 | 94260.3902 | 96428.3792 | 98646.2319 | 100915.0952 | 103236.1424 | 105610.5737
Tanzania Population
Region |  | Growth rate | 2002 Census | 2003 | 2004 | 2005 | 2006 | 2007 | 2008 | 2009 | 2010 | 2011 | 2012 Census | 2013 | 2014 | 2015 | 2016 | 2017 | 2018 | 2019 | 2020 | 2021 | 2022 | 2023 | 2024 | 2025 | 2026 | 2027 | 2028
Tanzania Total |  | 2.7% | 34443603 | 35373580.281 | 36328666.9486 | 37309540.9562 | 38316898.562 | 39351454.8232 | 40413944.1034 | 41505120.5942 | 42625758.8503 | 43776654.3392 | 44928923 | 46142003.921 | 47387838.0269 | 48667309.6536 | 49981327.0142 | 51330822.8436 | 52716755.0604 | 54140107.447 | 55601890.3481 | 57103141.3875 | 58644926.205 | 60228339.2125 | 61854504.3712 | 63524575.9893 | 65239739.541 | 67001212.5086 | 68810245.2463
Zanzibar |  | 2.8% | 981754 | 1009243.112 | 1037501.9191 | 1066551.9729 | 1096415.4281 | 1127115.0601 | 1158674.2818 | 1191117.1617 | 1224468.4422 | 1258753.5586 | 1303569 | 1340068.932 | 1377590.8621 | 1416163.4062 | 1455815.9816 | 1496578.8291 | 1538483.0363 | 1581560.5613 | 1625844.257 | 1671367.8962 | 1718166.1973 | 1766274.8509 | 1815730.5467 | 1866571.002 | 1918834.99 | 1972562.3698 | 2027794.1161
Mainland |  | 2.7% | 33461849 | 34365318.923 | 35293182.5339 | 36246098.4623 | 37224743.1208 | 38229811.1851 | 39262016.0871 | 40322090.5214 | 41410786.9655 | 42528878.2136 | 43625354 | 44803238.558 | 46012925.9991 | 47255275.001 | 48531167.4261 | 49841508.9466 | 51187229.6881 | 52569284.8897 | 53988655.5817 | 55446349.2824 | 56943400.7131 | 58480872.5323 | 60059856.0907 | 61681472.2051 | 63346871.9547 | 65057237.4975 | 66813782.9099
| Dodoma | 2.1% | 1692025 | 1727557.525 | 1763836.233 | 1800876.7939 | 1838695.2066 | 1877307.8059 | 1916731.2699 | 1956982.6265 | 1998079.2617 | 2040038.9262 | 2083588 | 2127343.348 | 2172017.5583 | 2217629.927 | 2264200.1555 | 2311748.3588 | 2360295.0743 | 2409861.2709 | 2460468.3575 | 2512138.1931 | 2564893.0951 | 2618755.8501 | 2673749.723 | 2729898.4671 | 2787226.335 | 2845758.088 | 2905519.0078
| Tanga | 2.2% | 1636280 | 1672278.16 | 1709068.2795 | 1746667.7817 | 1785094.4729 | 1824366.5513 | 1864502.6154 | 1905521.6729 | 1947443.1497 | 1990286.899 | 2045205 | 2090199.51 | 2136183.8992 | 2183179.945 | 2231209.9038 | 2280296.5217 | 2330463.0452 | 2381733.2321 | 2434131.3633 | 2487682.2532 | 2542411.2628 | 2598344.3106 | 2655507.8854 | 2713929.0589 | 2773635.4982 | 2834655.4792 | 2897017.8997
| Morogoro | 2.4% | 1753362 | 1795442.688 | 1838533.3125 | 1882658.112 | 1927841.9067 | 1974110.1125 | 2021488.7552 | 2070004.4853 | 2119684.5929 | 2170557.0232 | 2218492 | 2271735.808 | 2326257.4674 | 2382087.6466 | 2439257.7501 | 2497799.9361 | 2557747.1346 | 2619133.0658 | 2681992.2594 | 2746360.0736 | 2812272.7154 | 2879767.2606 | 2948881.6748 | 3019654.835 | 3092126.5511 | 3166337.5883 | 3242329.6904
| Iringa | 1.1% | 840404 | 849648.444 | 858994.5769 | 868443.5172 | 877996.3959 | 887654.3563 | 897418.5542 | 907290.1583 | 917270.35 | 927360.3239 | 941238 | 951591.618 | 962059.1258 | 972641.7762 | 983340.8357 | 994157.5849 | 1005093.3183 | 1016149.3448 | 1027326.9876 | 1038627.5845 | 1050052.4879 | 1061603.0653 | 1073280.699 | 1085086.7867 | 1097022.7414 | 1109089.9915 | 1121289.9814
| Mbeya | 2.7% | 2063328 | 2119037.856 | 2176251.8781 | 2235010.6788 | 2295355.9671 | 2357330.5783 | 2420978.5039 | 2486344.9235 | 2553476.2364 | 2622420.0948 | 2707410 | 2780510.07 | 2855583.8419 | 2932684.6056 | 3011867.09 | 3093187.5014 | 3176703.5639 | 3262474.5602 | 3350561.3733 | 3441026.5304 | 3533934.2467 | 3629350.4714 | 3727342.9341 | 3827981.1933 | 3931336.6855 | 4037482.776 | 4146494.811
| Kigoma | 2.4% | 1674047 | 1714224.128 | 1755365.5071 | 1797494.2792 | 1840634.1419 | 1884809.3614 | 1930044.786 | 1976365.8609 | 2023798.6415 | 2072369.8089 | 2127930 | 2179000.32 | 2231296.3277 | 2284847.4395 | 2339683.7781 | 2395836.1888 | 2453336.2573 | 2512216.3275 | 2572509.5193 | 2634249.7478 | 2697471.7417 | 2762211.0635 | 2828504.1291 | 2896388.2282 | 2965901.5456 | 3037083.1827 | 3109973.1791
| Mwanza | 3% | 2058866 | 2120631.98 | 2184250.9394 | 2249778.4676 | 2317271.8216 | 2386789.9763 | 2458393.6755 | 2532145.4858 | 2608109.8504 | 2686353.1459 | 2772509 | 2855684.27 | 2941354.7981 | 3029595.442 | 3120483.3053 | 3214097.8045 | 3310520.7386 | 3409836.3608 | 3512131.4516 | 3617495.3951 | 3726020.257 | 3837800.8647 | 3952934.8906 | 4071522.9373 | 4193668.6255 | 4319478.6842 | 4449063.0448
Average per customer annual energy consumption - base
Region | [8 empty] | Commercial | Domestic Urban | Domestic Rural | % Comm. | % Dom. Urb. | 2013: % Dom. Rur.
Tanga |  | kWh/yr | [6 empty] | 15000 | 1968 | 1764 | 80.08% | 10.51% | 2013: 9.417%
Dodoma |  | kWh/yr | [6 empty] | 15000 | 4000 | 1257 | 74.05% | 19.75% | 2013: 6.205%
Morogoro |  | kWh/yr | [6 empty] | 15000 | 3615 | 1181 | 75.77% | 18.26% | 2013: 5.966%
Iringa |  | kWh/yr | [6 empty] | 15000 | 1573 | 737 | 86.66% | 9.087% | 2013: 4.258%
Mwanza |  | kWh/yr | [6 empty] | 15000 | 1573 | 737 | 86.66% | 9.087% | 2013: 4.258%
Mbeya |  | kWh/yr | [6 empty] | 15000 | 2708 | 1184 | 79.4% | 14.33% | 2013: 6.267%
Kigoma |  | kWh/yr | [6 empty] | 15000 | 1968 | 700 | 84.9% | 11.14% | 2013: 3.962%
Total | average | kWh/yr | [6 empty] | 15000 | 2486.4286 | 1080 | 80.79% | 13.39% | 2013: 5.817%
Annual Energy Consumption (GWh/yr), New/Existing Connections
Tanga | New | [11 empty] | 0 | 0.065097 | 0.17257 | 0.23897 | 0.2873 | 0.3362 | 0.38568 | 0.43574 | 0.48639 | 0.53764 | 0.5895 | 0.64198 | 0.69509 | 0.74883 | 0.80323 | 0.85829 | 0.91401
| Commercial - T2 | 80.08% | [10 empty] | 0 | 0.052128 | 0.13819 | 0.19136 | 0.23006 | 0.26922 | 0.30884 | 0.34892 | 0.38948 | 0.43052 | 0.47205 | 0.51408 | 0.5566 | 0.59964 | 0.6432 | 0.68729 | 0.73191
| Domestic Urban - T1 | 10.51% | [10 empty] | 0 | 0.0068392 | 0.01813 | 0.025106 | 0.030184 | 0.035322 | 0.04052 | 0.045779 | 0.0511 | 0.056485 | 0.061933 | 0.067447 | 0.073026 | 0.078673 | 0.084388 | 0.090172 | 0.096027
| Domestic Rural - T1 | 9.417% | [10 empty] | 0 | 0.0061302 | 0.016251 | 0.022504 | 0.027055 | 0.03166 | 0.036319 | 0.041033 | 0.045803 | 0.050629 | 0.055513 | 0.060455 | 0.065457 | 0.070518 | 0.075641 | 0.080825 | 0.086073
| Existing | [11 empty] | 0 | 2.0251 | 4.1378 | 5.458 | 6.5619 | 7.6788 | 8.8088 | 9.9521 | 11.1089 | 12.2794 | 13.4639 | 14.6625 | 15.8755 | 17.1031 | 18.3455 | 19.603 | 20.8757
| Commercial - T2 | 80.08% | [10 empty] | 0 | 1.6217 | 3.3134 | 4.3706 | 5.2546 | 6.1489 | 7.0538 | 7.9693 | 8.8956 | 9.833 | 10.7815 | 11.7413 | 12.7126 | 13.6956 | 14.6905 | 15.6974 | 16.7166
| Domestic Urban - T1 | 10.51% | [10 empty] | 0 | 0.21276 | 0.43472 | 0.57342 | 0.6894 | 0.80674 | 0.92545 | 1.0456 | 1.1671 | 1.2901 | 1.4145 | 1.5405 | 1.6679 | 1.7969 | 1.9274 | 2.0595 | 2.1932
| Domestic Rural - T1 | 9.417% | [10 empty] | 0 | 0.19071 | 0.38966 | 0.51398 | 0.61794 | 0.72311 | 0.82952 | 0.93719 | 1.0461 | 1.1564 | 1.2679 | 1.3808 | 1.495 | 1.6106 | 1.7276 | 1.846 | 1.9659
| Total GWh | [11 empty] | 0 | 2.0902 | 4.3104 | 5.6969 | 6.8492 | 8.015 | 9.1944 | 10.3878 | 11.5953 | 12.8171 | 14.0534 | 15.3045 | 16.5706 | 17.852 | 19.1487 | 20.4612 | 21.7897
Dodoma | New | [11 empty] | 0 | 0.33128 | 1.138 | 1.4578 | 1.567 | 1.6783 | 1.7917 | 1.9072 | 2.025 | 2.1451 | 2.2675 | 2.3923 | 2.5196 | 2.6494 | 2.7818 | 2.9169 | 3.0548
| Commercial - T2 | 74.05% | [10 empty] | 0 | 0.24531 | 0.84267 | 1.0795 | 1.1604 | 1.2427 | 1.3267 | 1.4123 | 1.4995 | 1.5884 | 1.679 | 1.7715 | 1.8657 | 1.9618 | 2.0599 | 2.1599 | 2.262
| Domestic Urban - T1 | 19.75% | [10 empty] | 0 | 0.065415 | 0.22471 | 0.28787 | 0.30943 | 0.3314 | 0.35379 | 0.3766 | 0.39986 | 0.42357 | 0.44774 | 0.47239 | 0.49752 | 0.52316 | 0.54931 | 0.57599 | 0.60321
| Domestic Rural - T1 | 6.205% | [10 empty] | 0 | 0.020557 | 0.070616 | 0.090462 | 0.097238 | 0.10414 | 0.11118 | 0.11835 | 0.12566 | 0.13311 | 0.1407 | 0.14845 | 0.15635 | 0.1644 | 0.17262 | 0.181 | 0.18956
| Existing | [11 empty] | 0 | 4.5816 | 9.1883 | 10.794 | 11.6025 | 12.4263 | 13.2658 | 14.1213 | 14.9934 | 15.8824 | 16.7888 | 17.7129 | 18.6554 | 19.6167 | 20.5972 | 21.5975 | 22.6182
| Commercial - T2 | 74.05% | [10 empty] | 0 | 3.3926 | 6.8038 | 7.9928 | 8.5915 | 9.2015 | 9.8231 | 10.4566 | 11.1024 | 11.7607 | 12.4318 | 13.1162 | 13.8141 | 14.5258 | 15.2519 | 15.9926 | 16.7484
| Domestic Urban - T1 | 19.75% | [10 empty] | 0 | 0.9047 | 1.8143 | 2.1314 | 2.2911 | 2.4537 | 2.6195 | 2.7884 | 2.9606 | 3.1362 | 3.3152 | 3.4976 | 3.6837 | 3.8736 | 4.0672 | 4.2647 | 4.4662
| Domestic Rural - T1 | 6.205% | [10 empty] | 0 | 0.2843 | 0.57016 | 0.66979 | 0.71997 | 0.77108 | 0.82318 | 0.87627 | 0.93038 | 0.98554 | 1.0418 | 1.0991 | 1.1576 | 1.2173 | 1.2781 | 1.3402 | 1.4035
| Total GWh | 0% | [10 empty] | 0 | 4.9129 | 10.3263 | 12.2518 | 13.1695 | 14.1046 | 15.0574 | 16.0286 | 17.0184 | 18.0275 | 19.0562 | 20.1052 | 21.175 | 22.2661 | 23.379 | 24.5145 | 25.6729
Morogoro | New | [11 empty] | 0 | 0.16856 | 0.51495 | 0.69223 | 0.79251 | 0.89414 | 0.99714 | 1.1015 | 1.1593 | 1.2623 | 1.3667 | 1.4725 | 1.5799 | 1.6887 | 1.799 | 1.9109 | 2.0244
| Commercial - T2 | 75.77% | [10 empty] | 0 | 0.12772 | 0.39019 | 0.52452 | 0.60051 | 0.67752 | 0.75556 | 0.83466 | 0.87845 | 0.95648 | 1.0356 | 1.1158 | 1.1971 | 1.2796 | 1.3632 | 1.4479 | 1.5339
| Domestic Urban - T1 | 18.26% | [10 empty] | 0 | 0.030781 | 0.094036 | 0.12641 | 0.14472 | 0.16328 | 0.18209 | 0.20115 | 0.21171 | 0.23051 | 0.24958 | 0.26891 | 0.2885 | 0.30837 | 0.32852 | 0.34895 | 0.36968
| Domestic Rural - T1 | 5.966% | [10 empty] | 0 | 0.010056 | 0.030721 | 0.041297 | 0.04728 | 0.053343 | 0.059488 | 0.065716 | 0.069163 | 0.075307 | 0.081536 | 0.08785 | 0.094252 | 0.10074 | 0.10733 | 0.114 | 0.12077
| Existing | [11 empty] | 0 | 4.0474 | 8.4223 | 10.5879 | 12.1219 | 13.6763 | 15.2517 | 16.8484 | 17.7323 | 19.3075 | 20.9044 | 22.5233 | 24.1647 | 25.829 | 27.5166 | 29.2281 | 30.9638
| Commercial - T2 | 75.77% | [10 empty] | 0 | 3.0668 | 6.3818 | 8.0228 | 9.1851 | 10.363 | 11.5567 | 12.7665 | 13.4362 | 14.6299 | 15.8399 | 17.0666 | 18.3103 | 19.5714 | 20.8502 | 22.147 | 23.4621
| Domestic Urban - T1 | 18.26% | [10 empty] | 0 | 0.7391 | 1.538 | 1.9335 | 2.2136 | 2.4975 | 2.7852 | 3.0767 | 3.2381 | 3.5258 | 3.8174 | 4.113 | 4.4128 | 4.7167 | 5.0249 | 5.3374 | 5.6544
| Domestic Rural - T1 | 5.966% | [10 empty] | 0 | 0.24146 | 0.50246 | 0.63166 | 0.72317 | 0.81591 | 0.9099 | 1.0052 | 1.0579 | 1.1519 | 1.2471 | 1.3437 | 1.4416 | 1.5409 | 1.6416 | 1.7437 | 1.8473
| Total GWh | 0% | [10 empty] | 0 | 4.1405 | 8.616 | 10.8314 | 12.4007 | 13.9909 | 15.6025 | 17.2359 | 18.8916 | 20.5698 | 22.2711 | 23.9959 | 25.7446 | 27.5177 | 29.3157 | 31.139 | 32.9881
Iringa | New | [11 empty] | 0 | 0.051983 | 0.14281 | 0.18243 | 0.20148 | 0.22084 | 0.2405 | 0.26047 | 0.28076 | 0.30138 | 0.32233 | 0.34362 | 0.36526 | 0.38725 | 0.40962 | 0.43235 | 0.45547
| Commercial - T2 | 86.66% | [10 empty] | 0 | 0.045046 | 0.12375 | 0.15808 | 0.1746 | 0.19137 | 0.2084 | 0.22571 | 0.24329 | 0.26116 | 0.27931 | 0.29776 | 0.31651 | 0.33558 | 0.35495 | 0.37465 | 0.39469
| Domestic Urban - T1 | 9.087% | [10 empty] | 0 | 0.0047238 | 0.012978 | 0.016578 | 0.018309 | 0.020068 | 0.021855 | 0.023669 | 0.025513 | 0.027387 | 0.029291 | 0.031225 | 0.033192 | 0.035191 | 0.037223 | 0.039289 | 0.04139
| Domestic Rural - T1 | 4.258% | [10 empty] | 0 | 0.0022133 | 0.0060804 | 0.0077672 | 0.0085785 | 0.0094025 | 0.01024 | 0.01109 | 0.011954 | 0.012832 | 0.013724 | 0.01463 | 0.015551 | 0.016488 | 0.01744 | 0.018408 | 0.019392
| Existing | [11 empty] | 0 | 1.5547 | 3.2205 | 3.905 | 4.3129 | 4.7272 | 5.148 | 5.5756 | 6.0099 | 6.4512 | 6.8997 | 7.3554 | 7.8186 | 8.2895 | 8.7682 | 9.2548 | 9.7497
| Commercial - T2 | 86.66% | [10 empty] | 0 | 1.3473 | 2.7907 | 3.3839 | 3.7374 | 4.0964 | 4.461 | 4.8315 | 5.2079 | 5.5903 | 5.9789 | 6.3738 | 6.7752 | 7.1833 | 7.5981 | 8.0198 | 8.4486
| Domestic Urban - T1 | 9.087% | [10 empty] | 0 | 0.14128 | 0.29265 | 0.35486 | 0.39193 | 0.42957 | 0.46782 | 0.50666 | 0.54613 | 0.58624 | 0.62699 | 0.6684 | 0.7105 | 0.75328 | 0.79678 | 0.84101 | 0.88598
| Domestic Rural - T1 | 4.258% | [10 empty] | 0 | 0.066195 | 0.13712 | 0.16626 | 0.18363 | 0.20127 | 0.21919 | 0.23739 | 0.25588 | 0.27467 | 0.29376 | 0.31317 | 0.33289 | 0.35294 | 0.37332 | 0.39404 | 0.41511
| Total GWh | 0% | [10 empty] | 0 | 1.6067 | 3.3633 | 4.0875 | 4.5144 | 4.9481 | 5.3885 | 5.836 | 6.2906 | 6.7526 | 7.222 | 7.699 | 8.1839 | 8.6767 | 9.1778 | 9.6872 | 10.2052
Mwanza | New | [11 empty] | 0 | 0.15768 | 0.47449 | 0.64157 | 0.74138 | 0.84249 | 0.94493 | 1.0487 | 1.1538 | 1.2604 | 1.3683 | 1.4777 | 1.5886 | 1.7009 | 1.8148 | 1.9302 | 2.0472
| Commercial - T2 | 86.66% | [10 empty] | 0 | 0.13663 | 0.41117 | 0.55595 | 0.64245 | 0.73006 | 0.81883 | 0.90875 | 0.99986 | 1.0922 | 1.1857 | 1.2805 | 1.3766 | 1.4739 | 1.5726 | 1.6726 | 1.774
| Domestic Urban - T1 | 9.087% | [10 empty] | 0 | 0.014328 | 0.043118 | 0.058301 | 0.067371 | 0.076559 | 0.085868 | 0.095298 | 0.10485 | 0.11453 | 0.12434 | 0.13428 | 0.14436 | 0.15457 | 0.16491 | 0.1754 | 0.18604
| Domestic Rural - T1 | 4.258% | [10 empty] | 0 | 0.0067133 | 0.020202 | 0.027316 | 0.031566 | 0.035871 | 0.040232 | 0.04465 | 0.049126 | 0.053662 | 0.058258 | 0.062915 | 0.067635 | 0.072419 | 0.077267 | 0.082182 | 0.087163
| Existing | [11 empty] | 0 | 3.7311 | 7.6046 | 9.6082 | 11.1031 | 12.6174 | 14.1514 | 15.7055 | 17.2801 | 18.8755 | 20.4921 | 22.1303 | 23.7905 | 25.4731 | 27.1785 | 28.9072 | 30.6595
| Commercial - T2 | 86.66% | [10 empty] | 0 | 3.2332 | 6.5898 | 8.326 | 9.6214 | 10.9336 | 12.2629 | 13.6096 | 14.9741 | 16.3566 | 17.7575 | 19.1771 | 20.6157 | 22.0738 | 23.5516 | 25.0495 | 26.568
| Domestic Urban - T1 | 9.087% | [10 empty] | 0 | 0.33905 | 0.69105 | 0.87312 | 1.009 | 1.1466 | 1.286 | 1.4272 | 1.5703 | 1.7153 | 1.8622 | 2.011 | 2.1619 | 2.3148 | 2.4698 | 2.6269 | 2.7861
| Domestic Rural - T1 | 4.258% | [10 empty] | 0 | 0.15886 | 0.32378 | 0.40909 | 0.47273 | 0.5372 | 0.60252 | 0.66869 | 0.73573 | 0.80365 | 0.87248 | 0.94223 | 1.0129 | 1.0846 | 1.1572 | 1.2308 | 1.3054
| Total GWh | 0% | [10 empty] | 0 | 3.8888 | 8.0791 | 10.2498 | 11.8445 | 13.4599 | 15.0963 | 16.7542 | 18.4339 | 20.1359 | 21.8604 | 23.608 | 25.3791 | 27.174 | 28.9933 | 30.8374 | 32.7067
Mbeya | New | [11 empty] | 0 | 0.05403 | 0.13028 | 0.183 | 0.22587 | 0.26923 | 0.31306 | 0.35739 | 0.40221 | 0.44754 | 0.49338 | 0.53974 | 0.58662 | 0.63403 | 0.68198 | 0.73048 | 0.77954
| Commercial - T2 | 79.4% | [10 empty] | 0 | 0.042899 | 0.10344 | 0.1453 | 0.17934 | 0.21376 | 0.24857 | 0.28376 | 0.31935 | 0.35534 | 0.39174 | 0.42854 | 0.46577 | 0.50341 | 0.54149 | 0.57999 | 0.61894
| Domestic Urban - T1 | 14.33% | [10 empty] | 0 | 0.0077447 | 0.018675 | 0.026231 | 0.032377 | 0.038591 | 0.044875 | 0.051229 | 0.057654 | 0.064151 | 0.070722 | 0.077367 | 0.084087 | 0.090883 | 0.097756 | 0.10471 | 0.11174
| Domestic Rural - T1 | 6.267% | [10 empty] | 0 | 0.0033861 | 0.008165 | 0.011469 | 0.014156 | 0.016873 | 0.01962 | 0.022398 | 0.025208 | 0.028048 | 0.030921 | 0.033826 | 0.036765 | 0.039736 | 0.042741 | 0.045781 | 0.048855
| Existing | [11 empty] | 0 | 1.9414 | 3.9624 | 5.3858 | 6.6477 | 7.9236 | 9.2138 | 10.5184 | 11.8377 | 13.1718 | 14.5208 | 15.8852 | 17.2649 | 18.6604 | 20.0717 | 21.4991 | 22.9428
| Commercial - T2 | 79.4% | [10 empty] | 0 | 1.5415 | 3.1461 | 4.2763 | 5.2782 | 6.2913 | 7.3157 | 8.3515 | 9.399 | 10.4582 | 11.5294 | 12.6126 | 13.7081 | 14.8161 | 15.9367 | 17.07 | 18.2163
| Domestic Urban - T1 | 14.33% | [10 empty] | 0 | 0.27828 | 0.56797 | 0.77201 | 0.95289 | 1.1358 | 1.3207 | 1.5077 | 1.6968 | 1.8881 | 2.0814 | 2.277 | 2.4748 | 2.6748 | 2.8771 | 3.0817 | 3.2887
| Domestic Rural - T1 | 6.267% | [10 empty] | 0 | 0.12167 | 0.24833 | 0.33754 | 0.41663 | 0.49659 | 0.57745 | 0.65921 | 0.74189 | 0.8255 | 0.91005 | 0.99556 | 1.082 | 1.1695 | 1.2579 | 1.3474 | 1.4379
| Total GWh | 0% | [10 empty] | 0 | 1.9954 | 4.0926 | 5.5688 | 6.8736 | 8.1929 | 9.5269 | 10.8758 | 12.2399 | 13.6193 | 15.0142 | 16.4249 | 17.8516 | 19.2944 | 20.7537 | 22.2296 | 23.7224
Kigoma | New | [11 empty] | 0 | 0.22549 | 0.47656 | 0.5471 | 0.56528 | 0.58407 | 0.60347 | 0.62353 | 0.64425 | 0.66566 | 0.68778 | 0.71063 | 0.73425 | 0.75864 | 0.78385 | 0.8099 | 0.83681
| Commercial - T2 | 84.9% | [10 empty] | 0 | 0.19144 | 0.40459 | 0.46449 | 0.47992 | 0.49587 | 0.51235 | 0.52937 | 0.54696 | 0.56514 | 0.58392 | 0.60332 | 0.62337 | 0.64408 | 0.66549 | 0.6876 | 0.71045
| Domestic Urban - T1 | 11.14% | [10 empty] | 0 | 0.025117 | 0.053082 | 0.06094 | 0.062966 | 0.065058 | 0.06722 | 0.069453 | 0.071761 | 0.074146 | 0.07661 | 0.079156 | 0.081786 | 0.084504 | 0.087312 | 0.090213 | 0.093211
| Domestic Rural - T1 | 3.962% | [10 empty] | 0 | 0.0089338 | 0.018881 | 0.021676 | 0.022396 | 0.023141 | 0.023909 | 0.024704 | 0.025525 | 0.026373 | 0.027249 | 0.028155 | 0.029091 | 0.030057 | 0.031056 | 0.032088 | 0.033154
| Existing | [11 empty] | 0 | 0 | 0 | 0 | 0 | 0 | 0 | 0 | 0 | 0 | 0 | 0 | 0 | 0 | 0 | 0 | 0
| Commercial - T2 | 84.9% | [10 empty] | 0 | 0 | 0 | 0 | 0 | 0 | 0 | 0 | 0 | 0 | 0 | 0 | 0 | 0 | 0 | 0 | 0
| Domestic Urban - T1 | 11.14% | [10 empty] | 0 | 0 | 0 | 0 | 0 | 0 | 0 | 0 | 0 | 0 | 0 | 0 | 0 | 0 | 0 | 0 | 0
| Domestic Rural - T1 | 3.962% | [10 empty] | 0 | 0 | 0 | 0 | 0 | 0 | 0 | 0 | 0 | 0 | 0 | 0 | 0 | 0 | 0 | 0 | 0
| Total GWh | 0% | [10 empty] | 0 | 0.22549 | 0.47656 | 0.5471 | 0.56528 | 0.58407 | 0.60347 | 0.62353 | 0.64425 | 0.66566 | 0.68778 | 0.71063 | 0.73425 | 0.75864 | 0.78385 | 0.8099 | 0.83681
Total consumption for all regions |  | 0% | [6 empty] | 0 | 0 | 0 | 0 | 0 | 18.86 | 39.2643 | 49.2333 | 56.2171 | 63.2953 | 70.4696 | 77.7419 | 85.114 | 92.5877 | 100.1652 | 107.8482 | 115.639 | 123.5395 | 131.552 | 139.6787 | 147.9218
| New | [7 empty] | 0 | 0 | 0 | 0 | 0 | 1.0541 | 3.0497 | 3.9431 | 4.3809 | 4.8253 | 5.2764 | 5.7346 | 6.1518 | 6.6199 | 7.0955 | 7.5785 | 8.0692 | 8.5677 | 9.0743 | 9.5891 | 10.1122
| Existing | [7 empty] | 0 | 0 | 0 | 0 | 0 | 17.8814 | 36.5359 | 45.7389 | 52.35 | 59.0496 | 65.8395 | 72.7213 | 78.9622 | 85.9678 | 93.0697 | 100.2697 | 107.5698 | 114.9718 | 122.4777 | 130.0896 | 137.8096
[28 empty] | 139.6787 | 147.9218

## PovertyScorecard
0
Poverty Scorecard
Tanzania: Distribution Systems Rehabilitation and Extension Activity & Kigoma Distribution
Bar Chart Data (chart below Poverty Scorecard)
| 2013 US$ | 2005 PPP $ |  |  |  | Activity/Sub-activity | Cost Effectiveness -- Power Sector Revitalization Project | National Income Distribution
MCC Cost (Millions USD) | 136.7503 | 128.4624 |  |  |  | Consump. <$1.25/day | 0.019468 | 0.12986
20-Year ERR | 12.34% |  |  |  |  | Consump. >=$1.25/day and <$2/day | 0.11777 | 0.20797
Present Value (PV) of Investment Costs (Millions USD) | 102.6368 | 96.4165 |  |  |  | Consump. >=$2/day and <$4/day | 0.41422 | 0.3039
Present Value (PV) of Benefit Stream (Millions USD) | 123.5929 | 116.1025 |  |  |  | Consump. >$4/day | 0.65272 | 0.35826
Consumption per day (2005 PPP $)
Beneficiaries | Total | < $1.25 | < $2 1 | $2-$4 | > $4
National Poverty Statistics
Beneficiary Households in Year 20 (#) | 419118.2701 |  |  |  |  | Poverty Category | % of National HH | Avg. HH Size | % of Population | 2028 Est. Pop | Mean Daily Income/Capita | Total Income/Group | Income Share/Group
Beneficiary Individuals in Year 20 (#) | 1747050.9002 |  |  |  |  | <$1.25 / day | 28.01% | 5.8737 | 33.71% | 23199122.5497 | 0.88483 | 20527335.2835 | 12.99%
National Population in Year 20 2 (#) | 68810245.2463 |  |  |  |  | $1.25 - $1.99 / day | 26.61% | 5.5066 | 30.03% | 20662189.0749 | 1.5911 | 32874575.9276 | 20.8%
[6 empty] | $2 - $4 / day | 27.44% | 4.5064 | 25.34% | 17436279.2475 | 2.7551 | 48038379.1019 | 30.39%
Beneficiary Population by Poverty Level 3 (%) |  | 4.304% | 18.41% | 49.4% | 32.19% | >$4 / day | 17.93% | 2.9714 | 10.92% | 7512654.3742 | 7.5381 | 56630974.6599 | 35.83%
National Population by Poverty Level 3 (%) |  | 12.99% | 33.78% | 30.39% | 0.35826 | < $2.00 / day | 54.62% | 5.7013 | 63.74% | 43861311.6245 | 1.2068 | 52933322.1531 | 33.78%
The Magnitude of the Benefits5 | [5 empty] | Existing Customer Beneficiary Statistics | 94.09% | of total beneficiaries |  |  | 93.16% | of total benefits
PV of Benefit Stream Per Beneficiary (2013 US$) | 70.7438 | 1.1437 | 8.0625 | 24.3349 | 38.3464 | Poverty Category | % of Beneficiary HH | Avg. HH Size | % of Ben. Pop. | 2028 Est. Ben. | Mean Daily Income/Capita | Total Income/Group | Income Share/Group | Total Spending on Utilities (Tsh) | Total Benefits by Pov Group | % female
PV of Benefit Stream Per Beneficiary (2005 PPP $) | 66.4563 | 1.0744 | 7.5738 | 22.8601 | 36.0224 | <$1.25 / day | 0.98% | 11 | 2.555% | 42971.4244 | 0.57135 | 24551.5385 | 0.3118% | 688000000 | 0.7657% | 55.2%
PV of Benefit Stream as Share of Annual Consumption (%) | 4.285% | 0.4097% | 1.308% | 2.15% | 1.123% | $1.25 - $1.99 / day | 9.59% | 5.6334 | 12.81% | 215351.6769 | 1.5874 | 341850.1133 | 4.341% | 7560000000 | 8.414%
[6 empty] | $2 - $4 / day | 42.53% | 5.0349 | 50.76% | 853590.6235 | 2.919 | 2491629.3227 | 31.64% | 30600000000 | 34.06%
Cost Effectiveness | [5 empty] | >$4 / day | 46.89% | 3.048 | 33.88% | 569708.7725 | 8.8059 | 5016773.4123 | 63.71% | 51000000000 | 56.76%
[6 empty] | < $2.00 / day | 10.57% | 6.1318 | 15.36% | 258323.1013 | 1.493 | 366401.6519 | 4.653% | 8248000000 | 9.18%
PV of Benefit Stream/PV of All Costs | 1.2042 | 0.019468 | 0.13724 | 0.41422 | 0.65272
PV of Benefit Stream/MCC Costs | 0.90379 | 0.014612 | 0.103 | 0.31089 | 0.48989 | New Customer Beneficiary Statistics | 5.909% | of total beneficiaries | 100% |  | 6.836% | of total benefits
[6 empty] | Poverty Category | % of Beneficiary HH | Avg. HH Size | % of Ben. Pop. | 2028 Est. Ben. | Mean Daily Income/Capita | Total Income/Group | Income Share/Group | Total Spending on Utilities (Tsh) | Total Benefits by Pov Group | % female
[6 empty] | <$1.25 / day | 26.62% | 6.4714 | 32.15% | 33949.6588 | 0.90474 | 30715.5363 | 14.69% | 22200000000 | 13.21% | 51.65%
Percent of Project Participants Who Are Female6 | 54.99% |  |  |  |  | $1.25 - $1.99 / day | 31.27% | 5.9573 | 34.76% | 36712.0281 | 1.5819 | 58073.1786 | 27.77% | 47700000000 | 28.39%
[6 empty] | $2 - $4 / day | 32.74% | 4.5518 | 27.81% | 29369.0855 | 2.7315 | 80221.2459 | 38.36% | 65600000000 | 39.05%
Average Annual Consumption of Beneficiaries (2005 PPP $) | 1650.9536 |  |  |  |  | >$4 / day | 9.37% | 3.0217 | 5.283% | 5579.8013 | 7.1916 | 40127.593 | 19.19% | 32500000000 | 19.35%
National Average Income per capita 4 (2005 PPP $) | 1014.327 |  |  |  |  | < $2.00 / day | 57.89% | 6.1937 | 66.91% | 70661.6869 | 1.2705 | 88788.7148 | 42.45% | 69900000000 | 41.61%
National Population (2013) | 46142003.921
Total Beneficiary Statistics
NB: PV of benefits based on 10% discount rate, exclude MCC costs, and include local costs | [5 empty] | Poverty Category | % of Ben. Population | 2028 Est. Ben. | Mean Annual Income/Capita | Total Income/Group | Income Share/Group | Total Spending on Utilities (Tsh) | Total Benefits by Pov Group | PV of Benefit Stream / Beneficiary | % female
NB: Beneficiaries for this project are defined as households connected or expected to be connected to the national electricity grid | [5 empty] | <$1.25 / day | 4.304% | 76921.0832 | 0.71849 | 55267.0748 | 0.6837% | 2158599430.0046 | 1.617% | 1.617% | 54.99%
1 The beneficiaries and population living on less than $2 per day include those under $1.25 per day | [5 empty] | $1.25 - $1.99 / day | 14.1% | 252063.705 | 1.5866 | 399923.2919 | 4.947% | 10304043376.7378 | 9.78% | 9.78%
2 Based on 2012 Tanzania Census counts, using the intercensal growth rate (2002-2012) to project to 2028. | [5 empty] | $2 - $4 / day | 49.4% | 882959.709 | 2.9128 | 2571850.5686 | 31.81% | 32992663631.9338 | 34.4% | 34.4%
3 Based on MCC calculations using the 2010-11 Tanzania Panel Survey. | [5 empty] | >$4 / day | 32.19% | 575288.5738 | 8.7902 | 5056901.0052 | 62.55% | 49735306365.9779 | 54.2% | 54.2%
4 Based on MCC calculations using the 2010-11 Tanzania Panel Survey. | [5 empty] | < $2.00 / day | 18.41% | 328984.7882 | 1.4452 | 475459.5548 | 5.882% | 12462642806.7423 | 11.4% | 11.4%
5 The distribution of benefits is based on current distribution of income and average energy expenditures. | [7 empty] | Average | 4.5232
6 Based on MCC calculations using the 2010-11 Tanzania Panel Survey.